## BOQ
PROJECT / İnşaat obyekti :
| EMPLOYER / Sifarişçi : | [9 empty] | LOGO
CONTRACT NO & DATE / Müqavilə: № ve Tarix :
| SUBCONTRACTOR / Podratçı : | [7 empty] | PPC NO / A K T № :
| CONTRACT PRICE / Müqavilə üzrə Qiyməti : | 3811150.8592 | [6 empty] | PPC DATE / Tarix :
BOQ No | Description / İşin adı | Uom / Ölçü vahidi | Quantity / Həcmi | Unit Price in AZN / İş vahidinin qiyməti manat | Total Unit Price in AZN / Ümumi qiymət manat | Progress Payment / Yerinə yetirilmişdir
[6 empty] | Pogress Up-to date / Tikinti işlərinin əvvəlindən |  | Previous Progress / Əvvəlki dövr |  | This Month Progress / O cümlədən hesabat ayı ərzində
[6 empty] | Total Quantity / Həcmi | Total Amount / Qiyməti | Previous Quantity / Həcmi | Previous Amount / Qiyməti | This Interim Quantity / Həcmi | This Interim Amount / Qiyməti
1.1 | (Söküntü işləri) | 0 | 0 | 0 | 0
1 | Binaların uçurulma metodu ilə sökülməsi: kərpic, isidilməyən binaların | m3 | 7625.4 | 7.5 | 57190.5 | 0% | 0 | 0% | 0 | 0% | 0
2 | Çalovunun tutumu 0,5 m3-ə qədər olan ekskavatorla yüklənən inşaat tullantısı: Yükləmə | ton | 2501 | 1.63 | 4076.63 | 0% | 0 | 0% | 0 | 0% | 0
3 | Özüboşaldan avtomobil, 17 t daşınma məsafəsi - 5 km. 1-ci sinifli yük | ton | 2501 | 2.14 | 5352.14 | 0% | 0 | 0% | 0 | 0% | 0
4 | Torpağın töküntü yerində işlərin yerinə yetirilməsi, qruntun qrupu: 2-3 | m3 | 1389.4 | 1.31 | 1820.114 | 0% | 0 | 0% | 0 | 0% | 0
2.1 | 4 çıxışlı Yanğın Deposu binası (Torpaq işləri) | 0 | [8 empty] | 0
1 | Çalovunun tutumu 0,5 (0,5-0,63) m3 olan ekskavatorlarla qruntun özüboşaldan avtomobillərə yüklənməklə qazılması, qruntun qrupu: 1 (Artıq qrunt) | m3 | 4453 | 2.65 | 11800.45 | 0% | 0 | 0% | 0 | 0% | 0
2 | Özüboşaldan avtomobil, 17 t daşınma məsafəsi - 5 km. 1-ci sinifli yük | ton | 7792.75 | 2.14 | 16676.485 | 0% | 0 | 0% | 0 | 0% | 0
3 | Çalovunun tutumu 0,5-0,63 m3 olan ekskavatorlarla qruntun kənara atılaraq qazılması, qruntun qrupu: 1 | m3 | 3657 | 1.63 | 5960.91 | 0% | 0 | 0% | 0 | 0% | 0
4 | Dərinliyi 2 m-ə qədər olan yamaclı xəndəklərdə qruntun bərkitmələr olmadan əl ilə qazılması, qruntun qrupu: 1 | m3 | 110 | 8.96 | 985.6 | 0% | 0 | 0% | 0 | 0% | 0
5 | Qruntu 5 m-ə qədər məsafəyə yerinin dəyişdirilməsi ilə çalaların və xəndəklərin buldozerlərlə doldurulması, buldozerin gücü: 59 (80) kVt (a.g.), 1-ci qrup qrunt | m3 | 3579 | 1.004 | 3593.316 | 0% | 0 | 0% | 0 | 0% | 0
6 | Xəndəklərin, çalaların və çuxurların əl ilə doldurulması, qruntun qrupu: 1 | m3 | 188 | 8.96 | 1684.48 | 0% | 0 | 0% | 0 | 0% | 0
7 | Pnevmatik döyəcləyicilərlə qruntun sıxlaşdırılması, qruntun qrupu: 1, 2 | m3 | 3579 | 2 | 7158 | 0% | 0 | 0% | 0 | 0% | 0
2.2 | 4 çıxışlı Yanğın Deposu binası (Bünövrə) | 0 | [8 empty] | 0
1 | Bünövrə altı əsasların qurulması:çınqıllı | m3 | 544 | 36.5 | 19856 | 0% | 0 | 0% | 0 | 0% | 0
2 | Beton hazırlıq qatının qurulması | m3 | 67.66 | 124.1 | 8396.606 | 0% | 0 | 0% | 0 | 0% | 0
3 | Lentvari bünövrələrin qurulması: dəmir-beton, yuxarı tərəfinin eni 1000 mm-ə qədər olduqda | m3 | 279.74 | 177.7 | 49709.798 | 0% | 0 | 0% | 0 | 0% | 0
4 | A-1 sinifli armatur | ton | 4.783 | 1325.1 | 6337.9533 | 0% | 0 | 0% | 0 | 0% | 0
5 | A-3 sinifli armatur | ton | 14.262 | 1200.1 | 17115.8262 | 0% | 0 | 0% | 0 | 0% | 0
6 | Qoyma detalların qurulması, çəkisi: döşənək və betonlama qatlarının armaturlanması | ton | 2.982 | 447.25 | 1333.6995 | 0% | 0 | 0% | 0 | 0% | 0
7 | A-1 sinifli armatur | ton | 0.142 | 1325.1 | 188.1642 | 0% | 0 | 0% | 0 | 0% | 0
8 | A-3 sinifli armatur | ton | 2.84 | 1200.1 | 3408.284 | 0% | 0 | 0% | 0 | 0% | 0
9 | Dəmir-beton divarların və arakəsmələrin qurulması, hündürlüyü: 3 m-ə qədər, qalınlığı 500 mm | m3 | 133.52 | 201.24 | 26869.5648 | 0% | 0 | 0% | 0 | 0% | 0
10 | Dəmir-beton divarların və arakəsmələrin qurulması, hündürlüyü: 3 m-ə qədər, qalınlığı 200 mm | m3 | 8.47 | 272.01 | 2303.9247 | 0% | 0 | 0% | 0 | 0% | 0
11 | A-1 sinifli armatur | ton | 0.201 | 1325.1 | 266.3451 | 0% | 0 | 0% | 0 | 0% | 0
12 | A-3 sinifli armatur | ton | 8.044 | 1200.1 | 9653.6044 | 0% | 0 | 0% | 0 | 0% | 0
13 | 390x190x188 mm ölçülərində mişarlanmış əhəng daşından bina və qurğuların bütöv divarlarının hörgüsü: 39 sm qalınlığında (Mişarlanmış əhəng daşından xarici zirzəmi divarı) | m2 | 110 | 59.996 | 6599.56 | 0% | 0 | 0% | 0 | 0% | 0
14 | Yandan hidroizolyasiya: kərpic, beton və but hörgüsünün düzləndirilmiş səthi üzrə yaxmalı bitumlu 2 qat | m2 | 1557 | 3.67 | 5714.19 | 0% | 0 | 0% | 0 | 0% | 0
15 | Döşənək qatlarının düzəldilməsi: qırmadaşlı | m3 | 102.5 | 41.92 | 4296.8 | 0% | 0 | 0% | 0 | 0% | 0
16 | Döşənək qatlarının düzəldilməsi: betonlu (-2.75 səv-də beton döşəmə ) | m3 | 102.5 | 163.3 | 16738.25 | 0% | 0 | 0% | 0 | 0% | 0
17 | Beton hazırlıq qatının qurulması | m3 | 1.39 | 124.1 | 172.499 | 0% | 0 | 0% | 0 | 0% | 0
18 | Divarların və yastı diblərin quraşdırılması, qalınlığı: 150 mm-dən artıq dairəvi qurğuların (Havalandırma çalası) | m3 | 8.54 | 271.4 | 2317.756 | 0% | 0 | 0% | 0 | 0% | 0
19 | A-1 sinifli armatur | ton | 0.013 | 1325.1 | 17.2263 | 0% | 0 | 0% | 0 | 0% | 0
20 | A-3 sinifli armatur | ton | 0.613 | 1200.1 | 735.6613 | 0% | 0 | 0% | 0 | 0% | 0
21 | Quraşdırma: zolaqlşəkilli və nazikvərəqli poladdan nov, qəfəslər, cəftələr (Zirzəmidə havalandırma deşiklərinə metal torun vurulması) | ton | 0.249 | 3306 | 823.194 | 0% | 0 | 0% | 0 | 0% | 0
2.3 | 4 çıxışlı Yanğın Deposu binası (D/b konsturksiyalar) | 0 | [8 empty] | 0
1 | Taxta qəlibdə dəmir-beton sütunların qurulması, hündürlüyü: 4 m-ə qədər, perimetri 2 m-ə qədər | m3 | 137.28 | 231.5 | 31780.32 | 0% | 0 | 0% | 0 | 0% | 0
2 | A-1 sinifli armatur | ton | 4.019 | 1325.1 | 5325.5769 | 0% | 0 | 0% | 0 | 0% | 0
3 | A-3 sinifli armatur | ton | 13.645 | 1200.1 | 16375.3645 | 0% | 0 | 0% | 0 | 0% | 0
4 | Örtüklər üçün tirlərin, dayaq meydançasından 6 m-ə qədər hündürlükdə olan kranaltı və bağlayıcı tirlərin qurulması, tirlərin hündürlüyü: 500 mm-ə qədər | m3 | 146.87 | 301 | 44207.87 | 0% | 0 | 0% | 0 | 0% | 0
5 | A-1 sinifli armatur | ton | 10.251 | 1325.1 | 13583.6001 | 0% | 0 | 0% | 0 | 0% | 0
6 | A-3 sinifli armatur | ton | 30.648 | 1200.1 | 36780.6648 | 0% | 0 | 0% | 0 | 0% | 0
7 | Kəmərlərin qurulması: qəlibdə | m3 | 20.55 | 204.1 | 4194.255 | 0% | 0 | 0% | 0 | 0% | 0
8 | A-1 sinifli armatur | ton | 0.812 | 1325.1 | 1075.9812 | 0% | 0 | 0% | 0 | 0% | 0
9 | A-3 sinifli armatur | ton | 2.118 | 1200.1 | 2541.8118 | 0% | 0 | 0% | 0 | 0% | 0
10 | Tirsiz örtüklərin qurulması, qalınlığı: 200 mm-ə qədər, dayaq meydançasından 6 m-ə qədər hündürlükdə | m3 | 676.97 | 235 | 159087.95 | 0% | 0 | 0% | 0 | 0% | 0
11 | A-1 sinifli armatur | ton | 4.675 | 1325.1 | 6194.8425 | 0% | 0 | 0% | 0 | 0% | 0
12 | A-3 sinifli armatur | ton | 69.402 | 1200.1 | 83289.3402 | 0% | 0 | 0% | 0 | 0% | 0
13 | Qabırğalı örtüklərin qurulması, dayaq meydançasından hündürlüyü: 6 m-ə qədər (Pilləkən qəfəsəsi) | m3 | 7.88 | 285.7 | 2251.316 | 0% | 0 | 0% | 0 | 0% | 0
14 | A-1 sinifli armatur | ton | 0.183 | 1325.1 | 242.4933 | 0% | 0 | 0% | 0 | 0% | 0
15 | A-3 sinifli armatur | ton | 1.611 | 1200.1 | 1933.3611 | 0% | 0 | 0% | 0 | 0% | 0
16 | Tutacaqsız metal məhəccərlərin qurulması (Daxili pilləkən məhəccəri) | m | 22 | 40.9 | 899.8 | 0% | 0 | 0% | 0 | 0% | 0
17 | İsti qaldırma qalvanizə olunması; metal məhəccərlər tipli metal konstruksiyalar | ton | 0.182 | 1887.2 | 343.4704 | 0% | 0 | 0% | 0 | 0% | 0
18 | Tirsiz örtüklərin qurulması, qalınlığı: 200 mm-ə qədər, dayaq meydançasından 6 m-ə qədər hündürlükdə (çətir) | m3 | 1.3 | 235 | 305.5 | 0% | 0 | 0% | 0 | 0% | 0
19 | A-1 sinifli armatur | ton | 0.003 | 1325.1 | 3.9753 | 0% | 0 | 0% | 0 | 0% | 0
20 | A-3 sinifli armatur | ton | 0.255 | 1200.1 | 306.0255 | 0% | 0 | 0% | 0 | 0% | 0
21 | Taxta qəlibdə dəmir-beton sütunların qurulması, hündürlüyü: 4 m-ə qədər, perimetri 2 m-ə qədər | m3 | 9.75 | 226.4 | 2207.4 | 0% | 0 | 0% | 0 | 0% | 0
22 | A-1 sinifli armatur | ton | 0.306 | 1325.1 | 405.4806 | 0% | 0 | 0% | 0 | 0% | 0
23 | A-3 sinifli armatur | ton | 0.669 | 1200.1 | 802.8669 | 0% | 0 | 0% | 0 | 0% | 0
24 | Kəmərlərin qurulması: qəlibdə | m3 | 21.93 | 204.1 | 4475.913 | 0% | 0 | 0% | 0 | 0% | 0
25 | A-1 sinifli armatur | ton | 0.798 | 1325.1 | 1057.4298 | 0% | 0 | 0% | 0 | 0% | 0
26 | A-3 sinifli armatur | ton | 0.744 | 1200.1 | 892.8744 | 0% | 0 | 0% | 0 | 0% | 0
2.4 | 4 çıxışlı Yanğın Deposu binası (Divar və arakəsmələr) | 0 | [8 empty] | 0
1 | 390x190x188 mm ölçülərində mişarlanmış əhəng daşından yaşayış və ictimai binaların xarici divarlarının hörgüsü: 39 sm qalınlığında | m2 | 628.3 | 41.92 | 26338.336 | 0% | 0 | 0% | 0 | 0% | 0
2 | 390x190x188 mm ölçülərində mişarlanmış əhəng daşından yaşayış və ictimai binaların xarici divarlarının hörgüsü: 39 sm qalınlığında (Parapet divar) | m2 | 223 | 41.92 | 9348.16 | 0% | 0 | 0% | 0 | 0% | 0
3 | 390x190x188 mm ölçülərində mişarlanmış əhəng daşından yaşayış, ictimai və sənaye binalarının daxili divarlarının hörgüsü: 39 sm qalınlığında | m2 | 551 | 41.92 | 23097.92 | 0% | 0 | 0% | 0 | 0% | 0
4 | Daxili kərpic divar hörgüsü: mərtəbənin hündürlüyü 4 m-ə qədər olduqda (1201,7 m², qal=20 sm) | m3 | 240.34 | 183.7 | 44150.458 | 0% | 0 | 0% | 0 | 0% | 0
5 | Divar hörgüsünün və digər konstruksiyaların armaturlanması | ton | 0.282 | 2150 | 606.3 | 0% | 0 | 0% | 0 | 0% | 0
6 | Kərpicdən armaturlanmış arakəsmələrin hörgüsü: mərtəbənin hündürlüyü 4 m-ə qədər olduqda, 1/2 kərpic qalınlığında | m2 | 196.8 | 28.66 | 5640.288 | 0% | 0 | 0% | 0 | 0% | 0
7 | Quraşdırma məmulatlarının qoyulması, kütləsi: 20 kq-a qədər | ton | 0.324 | 2994.769 | 970.3052 | 0% | 0 | 0% | 0 | 0% | 0
2.5 | 4 çıxışlı Yanğın Deposu binası (Dam örtüyü) | 0 | [8 empty] | 0
1 | Sement-qum düzləndirici qatın hazırlanması: 15 mm qalınlığında | m2 | 1414.2 | 3.772 | 5334.3624 | 0% | 0 | 0% | 0 | 0% | 0
2 | Sement-qum düzləndirici qatın hazırlanması: qəlavə 1 mm | m2 | 1414.2 | 0.953 | 1347.7326 | 0% | 0 | 0% | 0 | 0% | 0
3 | Örtüyün bitum mastikası ilə polistirollu penoplast tavalarla isidilməsi: bir qat (Penopolistrol - 75 mm) | m2 | 1414.2 | 4.0944 | 5790.3316 | 0% | 0 | 0% | 0 | 0% | 0
4 | Penopolistrol istilik izolyasiya plitələri | m3 | 106.1 | 66.5 | 7055.65 | 0% | 0 | 0% | 0 | 0% | 0
5 | İzolyasiya karkasın düz və əyrixətli səthlərdə qurulması: tordan | m2 | 1414.2 | 1.412 | 1996.8504 | 0% | 0 | 0% | 0 | 0% | 0
6 | Şüşə tor, tikinti üçün | m2 | 1414.2 | 2.4644 | 3485.1545 | 0% | 0 | 0% | 0 | 0% | 0
7 | Sement-qum düzləndirici qatın hazırlanması: 15 mm qalınlığında | m2 | 1414.2 | 3.772 | 5334.3624 | 0% | 0 | 0% | 0 | 0% | 0
8 | Sement-qum düzləndirici qatın hazırlanması: əlavə 1 mm | m2 | 1414.2 | 0.953 | 1347.7326 | 0% | 0 | 0% | 0 | 0% | 0
9 | Çatıların qoyulması | m3 | 50.4 | 663.1 | 33420.24 | 0% | 0 | 0% | 0 | 0% | 0
10 | Qeyri-istehsalat təyinatlı obyektlər üçün profilləşdirilmiş vərəqlərdən dam örtüyünün quraşdırılması: orta mürəkkəb | m2 | 1660 | 15.4 | 25564 | 0% | 0 | 0% | 0 | 0% | 0
11 | Profnastil dam örtüyü, qalınlığı 0,4 mm | m2 | 1992 | 9.9818 | 19883.7456 | 0% | 0 | 0% | 0 | 0% | 0
12 | Sinklənmiş polad vərəqdən kiçik örtüklərin (brandmauerlər, parapetlər, çıxıntılar və s.) düzəldilməsi | m2 | 230.5 | 24.488 | 5644.4831 | 0% | 0 | 0% | 0 | 0% | 0
13 | Novların düzəldilməsi: asma | m | 154.2 | 14.38 | 2217.396 | 0% | 0 | 0% | 0 | 0% | 0
14 | Metal su axıdıcı sistemin qurulması: düz boru bağlantıları (PVC 100 mm ) | m | 190.5 | 9.28 | 1767.84 | 0% | 0 | 0% | 0 | 0% | 0
15 | Yüksək elastikliyə, geniş diapazonlu təzyiqə malik, standartlara cavab verən polietilen su və qaz borusu: diametri 110 mm, divarının qalınlığı 2,7 mm | m | 190.5 | 3.6884 | 702.6402 | 0% | 0 | 0% | 0 | 0% | 0
16 | Örtüklərdə lyukların quraşdırılması, boşluğun sahəsi 2 m²-ə qədər | m2 | 1.62 | 75.5197 | 122.3419 | 0% | 0 | 0% | 0 | 0% | 0
17 | Çəpərləmə ilə düzxətli və əyrixətli yanğın pilləkənlərinin quraşdırılması | ton | 0.463 | 3264.1 | 1511.2783 | 0% | 0 | 0% | 0 | 0% | 0
18 | Dam örtüyünün məhəccərlə çəpərlənməsi | m | 145.7 | 71.5 | 10417.55 | 0% | 0 | 0% | 0 | 0% | 0
19 | Dam pəncərələrinin qurulması | ədəd | 9 | 102.1 | 918.9 | 0% | 0 | 0% | 0 | 0% | 0
20 | Yastı dam örtüyünün bitum mastikalı çınqılla mühafizəsi (Çətirlər) | m2 | 8 | 4.69 | 37.52 | 0% | 0 | 0% | 0 | 0% | 0
2.6 | 4 çıxışlı Yanğın Deposu binası (Qapı və pəncərələr) | 0 | [8 empty] | 0
1 | Hazır boşluqlara metal qapı bloklarının qurulması | m2 | 23.1 | 178.6 | 4125.66 | 0% | 0 | 0% | 0 | 0% | 0
2 | PVX blokların daxili və xarici qapı boşluqlarına qoyulması daş divarlarda, boşluğun sahəsi 3m²-dək | m(2) | 41.79 | 163.3 | 6824.307 | 0% | 0 | 0% | 0 | 0% | 0
3 | Xarici və daxili qapı boşluqlarında blokların qoyulması: daş divarlarda, boşluğun sahəsi 3 m²-ə qədər (MDF qapı) | m(2) | 71.19 | 204.1 | 14529.879 | 0% | 0 | 0% | 0 | 0% | 0
4 | Xarici və daxili qapı boşluqlarında blokların qoyulması: daş divarlarda, boşluğun sahəsi 3 m² -dən artıq (MDF qapı) | m(2) | 15.54 | 204.1 | 3171.714 | 0% | 0 | 0% | 0 | 0% | 0
5 | PVX blokların daxili və xarici qapı boşluqlarına qoyulması daş divarlarda, boşluğun sahəsi 3m²-dən cox | m(2) | 72 | 163.3 | 11757.6 | 0% | 0 | 0% | 0 | 0% | 0
6 | Alüminium yarıqörtənlərli alüminium pəncərə bloklarının quraşdırılması (252,28 m²) | ton | 2.27 | 11220.1 | 25469.627 | 0% | 0 | 0% | 0 | 0% | 0
7 | Paket şəffaf şüşə 4mm+şəffaf şüşə 4mm | m(2) | 252 | 35.9 | 9046.8 | 0% | 0 | 0% | 0 | 0% | 0
8 | Yaşayış və ictimai binalarda PVX profildən pəncərə bloklarının qoyulması: dönən (açılan, dönən-açılan), boşluğun sahəsi 2 m²-dən artıq, iki laylı | m(2) | 2.88 | 193.9 | 558.432 | 0% | 0 | 0% | 0 | 0% | 0
9 | Alüminium yarıqörtənlərli alüminium pəncərə bloklarının quraşdırılması (Alüminium şüşəli qapıların quraşdırılması- 39 m²) | ton | 0.429 | 9486.1 | 4069.5369 | 0% | 0 | 0% | 0 | 0% | 0
10 | Paket şəffaf şüşə 4mm+şəffaf şüşə 4mm | m(2) | 39 | 35.9 | 1400.1 | 0% | 0 | 0% | 0 | 0% | 0
11 | Pardaqlanmış pəncərəaltı mərmər tavaların düzülməsi (süni mərmər) | m(2) | 37.52 | 102.1 | 3830.792 | 0% | 0 | 0% | 0 | 0% | 0
12 | Atmaların qoyulması, kütləsi: 0,3 tona qədər | ədəd | 46 | 40.9 | 1881.4 | 0% | 0 | 0% | 0 | 0% | 0
13 | Atmaların qurulması | m(3) | 0.209 | 343.8627 | 71.8673 | 0% | 0 | 0% | 0 | 0% | 0
14 | A-1 sinifli armatur | ton | 0.009 | 1325.1 | 11.9259 | 0% | 0 | 0% | 0 | 0% | 0
15 | A-3 sinifli armatur | ton | 0.048 | 1200.1 | 57.6048 | 0% | 0 | 0% | 0 | 0% | 0
2.7 | 4 çıxışlı Yanğın Deposu binası (Döşəmələr) | 0 | [8 empty] | 0
1 | Örtüklərin düzəldilməsi: beton, qalınlığı 30 mm | m2 | 1344 | 15.4 | 20697.6 | 0% | 0 | 0% | 0 | 0% | 0
2 | Örtüklərin düzəldilməsi: əlavə 5 mm (Zirzəmi) | m2 | 1344 | 2.65 | 3561.6 | 0% | 0 | 0% | 0 | 0% | 0
3 | Səpilmə istilik-səs izolyasiyasının düzəldilməsi: keramzitlə (35 mm) | m3 | 1.533 | 125.6926 | 192.6868 | 0% | 0 | 0% | 0 | 0% | 0
4 | Qoyma detalların qurulması, çəkisi: döşənək və betonlama qatlarının armaturlanması | ton | 0.059 | 447.25 | 26.3877 | 0% | 0 | 0% | 0 | 0% | 0
5 | Armatur məftil, azkarbonlu poladdan, diametri 4 mm | ton | 0.059 | 1311.1 | 77.3549 | 0% | 0 | 0% | 0 | 0% | 0
6 | Birləşdirici qatın düzəldilməsi: sement, qalınlığı 20 mm | m2 | 43.8 | 5.4733 | 239.7287 | 0% | 0 | 0% | 0 | 0% | 0
7 | Birləşdirici qatın düzəldilməsi: sement, birləşdirici qat əlavə 5 mm | m2 | 43.8 | 1.426 | 62.4588 | 0% | 0 | 0% | 0 | 0% | 0
8 | Rulonlu materiallarla yapışqanlı hidroizolyasiyanın düzəldilməsi: Bitum mastikasında 1-ci qat | m2 | 43.8 | 9.28 | 406.464 | 0% | 0 | 0% | 0 | 0% | 0
9 | Rulonlu materiallarla yapışqanlı hidroizolyasiyanın düzəldilməsi: Bitum mastikasında sonrakı qat | m2 | 43.8 | 8.26 | 361.788 | 0% | 0 | 0% | 0 | 0% | 0
10 | Birləşdirici qatın düzəldilməsi: sement, qalınlığı 20 mm | m2 | 43.8 | 5.4733 | 239.7287 | 0% | 0 | 0% | 0 | 0% | 0
11 | Sement məhlulunda tavalardan örtüklərin düzəldilməsi: keramik, döşəmələr üçün bir rəngli boya ilə (Zirzəmi) | m2 | 43.8 | 39.1703 | 1715.6584 | 0% | 0 | 0% | 0 | 0% | 0
12 | Mozaik örtüklərin düzəldilməsi: terraso, qalınlığı 20 mm, şəkilsiz | m2 | 665.3 | 25.6 | 17031.68 | 0% | 0 | 0% | 0 | 0% | 0
13 | Mozaik örtüklərin düzəldilməsi: əlavə 5 mm üçün (1-ci mərtəbə) | m2 | 665.3 | 7.24 | 4816.772 | 0% | 0 | 0% | 0 | 0% | 0
14 | Ağac lifli tavalardan laqaaltı lentvari istilik-səs izolyasiyasının düzəldilməsi | m2 | 130 | 5.2 | 676 | 0% | 0 | 0% | 0 | 0% | 0
15 | Bütöv istilik-səs izolyasiyasının tavalardan düzəldilməsi: və ya mineral pambıq və ya şüşə lifli rulonlardan (penopolistrol-70 mm) | m2 | 104 | 7.09 | 737.3556 | 0% | 0 | 0% | 0 | 0% | 0
16 | Penopolistrol istilik izolyasiya plitələri | m3 | 7.28 | 66.5 | 484.12 | 0% | 0 | 0% | 0 | 0% | 0
17 | Laqaların qoyulması: örtük tavaları üzrə | m2 | 130 | 9.1776 | 1193.087 | 0% | 0 | 0% | 0 | 0% | 0
18 | Taxta örtüklərin düzəldilməsi: qalınlığı 36 mm | m2 | 130 | 32.9156 | 4279.0337 | 0% | 0 | 0% | 0 | 0% | 0
19 | Taxta səthlərin əliflənməsi: fırça ilə (Döşəməyə dolğunun vurulması) | m2 | 130 | 4.88 | 634.4 | 0% | 0 | 0% | 0 | 0% | 0
20 | SELLÜLOZİK DOLĞU, Nitrosellüloza əsaslı, bir komponentli yüksək keyfiyyətli dolğudur.Mebellərdə, parket və bütün növ taxta materialların səthində istifadə olunur.Çəkilər: 0,75 // 2,5 kg // 12 kg | kg | 26 | 6.8606 | 178.3756 | 0% | 0 | 0% | 0 | 0% | 0
21 | Rənglənən və astarlanan döşəmələrin lakla örtülməsi: 2 dəfə (1-ci mərtəbə) | m2 | 130 | 7.24 | 941.2 | 0% | 0 | 0% | 0 | 0% | 0
22 | Ağac lifli tavalardan laqaaltı lentvari istilik-səs izolyasiyasının düzəldilməsi | m2 | 230.6 | 5.2 | 1199.12 | 0% | 0 | 0% | 0 | 0% | 0
23 | Bütöv istilik-səs izolyasiyasının tavalardan düzəldilməsi: və ya mineral pambıq və ya şüşə lifli rulonlardan (penopolistrol-70 mm) | m2 | 184.5 | 7.09 | 1308.0973 | 0% | 0 | 0% | 0 | 0% | 0
24 | Penopolistrol istilik izolyasiya plitələri | m3 | 12.915 | 66.5 | 858.8475 | 0% | 0 | 0% | 0 | 0% | 0
25 | Laqaların qoyulması: örtük tavaları üzrə | m2 | 230.6 | 9.1776 | 2116.3527 | 0% | 0 | 0% | 0 | 0% | 0
26 | Bir lay fanerdan döşəmələrin əsasının qurulması: sahəsi 20m² qədər (Dikt-20 mm) | m2 | 230.6 | 11.6581 | 2688.3648 | 0% | 0 | 0% | 0 | 0% | 0
27 | Dikt (1,52*1,52) 18 mm | ədəd | 100 | 36.614 | 3661.4 | 0% | 0 | 0% | 0 | 0% | 0
28 | Örtüklərin düzəldilməsi: açar üsulu ilə laminasiya olunmuş taxtalardan (1-ci mərtəbə) | m2 | 230.6 | 27.76 | 6401.4449 | 0% | 0 | 0% | 0 | 0% | 0
29 | Bütöv istilik-səs izolyasiyasının tavalardan düzəldilməsi: və ya mineral pambıq və ya şüşə lifli rulonlardan (penopolistrol-70 mm) | m2 | 104.6 | 7.09 | 741.6096 | 0% | 0 | 0% | 0 | 0% | 0
30 | Penopolistrol istilik izolyasiya plitələri | m3 | 7.322 | 66.5 | 486.913 | 0% | 0 | 0% | 0 | 0% | 0
31 | Qoyma detalların qurulması, çəkisi: döşənək və betonlama qatlarının armaturlanması | ton | 0.141 | 447.25 | 63.0622 | 0% | 0 | 0% | 0 | 0% | 0
32 | Armatur məftil, azkarbonlu poladdan, diametri 4 mm | ton | 0.141 | 1617 | 227.997 | 0% | 0 | 0% | 0 | 0% | 0
33 | Birləşdirici qatın düzəldilməsi: sement, qalınlığı 20 mm | m2 | 104.6 | 5.4733 | 572.5028 | 0% | 0 | 0% | 0 | 0% | 0
34 | Birləşdirici qatın düzəldilməsi: sement, birləşdirici qat əlavə 5 mm | m2 | 104.6 | 1.426 | 149.1596 | 0% | 0 | 0% | 0 | 0% | 0
35 | Keramoqranit tavalardan örtüklərin qurulması, ölçüləri: 60x60sm (1-ci mərtəbə Tip-4) | m2 | 104.6 | 58.24 | 6091.904 | 0% | 0 | 0% | 0 | 0% | 0
36 | Bütöv istilik-səs izolyasiyasının tavalardan düzəldilməsi: və ya mineral pambıq və ya şüşə lifli rulonlardan (penopolistrol-70 mm) | m2 | 188.2 | 7.09 | 1334.3301 | 0% | 0 | 0% | 0 | 0% | 0
37 | Penopolistrol istilik izolyasiya plitələri | m3 | 13.174 | 66.5 | 876.071 | 0% | 0 | 0% | 0 | 0% | 0
38 | Qoyma detalların qurulması, çəkisi: döşənək və betonlama qatlarının armaturlanması | ton | 0.254 | 447.25 | 113.6015 | 0% | 0 | 0% | 0 | 0% | 0
39 | Armatur məftil, Vr-l azkarbonlu poladdan, diametri 4 mm | ton | 0.254 | 1389.134 | 352.84 | 0% | 0 | 0% | 0 | 0% | 0
40 | Birləşdirici qatın düzəldilməsi: sement, qalınlığı 20 mm | m2 | 188.2 | 5.4733 | 1030.0672 | 0% | 0 | 0% | 0 | 0% | 0
41 | Birləşdirici qatın düzəldilməsi: sement, birləşdirici qat əlavə 5 mm | m2 | 188.2 | 1.426 | 268.3732 | 0% | 0 | 0% | 0 | 0% | 0
42 | Rulonlu materiallarla yapışqanlı hidroizolyasiyanın düzəldilməsi: Bitum mastikasında 1-ci qat | m2 | 188.2 | 9.28 | 1746.496 | 0% | 0 | 0% | 0 | 0% | 0
43 | Rulonlu materiallarla yapışqanlı hidroizolyasiyanın düzəldilməsi: Bitum mastikasında sonrakı qat | m2 | 188.2 | 8.26 | 1554.532 | 0% | 0 | 0% | 0 | 0% | 0
44 | Birləşdirici qatın düzəldilməsi: sement, qalınlığı 20 mm | m2 | 188.2 | 5.4733 | 1030.0672 | 0% | 0 | 0% | 0 | 0% | 0
45 | Sement məhlulunda tavalardan örtüklərin düzəldilməsi: keramik, döşəmələr üçün bir rəngli boya ilə (1-ci mərtəbə) | m2 | 188.2 | 39.1703 | 7371.8474 | 0% | 0 | 0% | 0 | 0% | 0
46 | Birləşdirici qatın düzəldilməsi: sement, qalınlığı 20 mm | m2 | 39 | 5.4733 | 213.4571 | 0% | 0 | 0% | 0 | 0% | 0
47 | Birləşdirici qatın düzəldilməsi: sement, birləşdirici qat əlavə 5 mm | m2 | 39 | 1.426 | 55.614 | 0% | 0 | 0% | 0 | 0% | 0
48 | Pillələrin və pilləaltlarının pardaqlanmış mərmər tavalarla üzlənməsi (1-ci mərtəbə süni mərmər) | m2 | 39 | 120.1131 | 4684.4108 | 0% | 0 | 0% | 0 | 0% | 0
49 | Bütöv istilik-səs izolyasiyasının tavalardan düzəldilməsi: və ya mineral pambıq və ya şüşə lifli rulonlardan (penopolistrol-70 mm) | m2 | 14 | 7.09 | 99.2594 | 0% | 0 | 0% | 0 | 0% | 0
50 | Penopolistrol istilik izolyasiya plitələri | m3 | 0.98 | 66.5 | 65.17 | 0% | 0 | 0% | 0 | 0% | 0
51 | Qoyma detalların qurulması, çəkisi: döşənək və betonlama qatlarının armaturlanması | ton | 0.019 | 447.25 | 8.4977 | 0% | 0 | 0% | 0 | 0% | 0
52 | Armatur məftil, azkarbonlu poladdan, diametri 4 mm | ton | 0.019 | 1311.1 | 24.9109 | 0% | 0 | 0% | 0 | 0% | 0
53 | Birləşdirici qatın düzəldilməsi: sement, qalınlığı 20 mm | m2 | 14 | 5.4733 | 76.6256 | 0% | 0 | 0% | 0 | 0% | 0
54 | Birləşdirici qatın düzəldilməsi: sement, birləşdirici qat əlavə 5 mm | m2 | 14 | 1.426 | 19.964 | 0% | 0 | 0% | 0 | 0% | 0
55 | Sement məhlulunda tavalardan örtüklərin düzəldilməsi: keramik, döşəmələr üçün bir rəngli boya ilə (1-ci mərtəbə) | m2 | 14 | 39.1703 | 548.384 | 0% | 0 | 0% | 0 | 0% | 0
56 | Birləşdirici qatın düzəldilməsi: sement, qalınlığı 20 mm | m2 | 538.4 | 5.4733 | 2946.8021 | 0% | 0 | 0% | 0 | 0% | 0
57 | Birləşdirici qatın düzəldilməsi: sement, birləşdirici qat əlavə 5 mm | m2 | 538.4 | 1.426 | 767.7584 | 0% | 0 | 0% | 0 | 0% | 0
58 | Səpilmə istilik-səs izolyasiyasının düzəldilməsi: qumla | m3 | 21.54 | 65.3188 | 1406.967 | 0% | 0 | 0% | 0 | 0% | 0
59 | Birləşdirici qatın düzəldilməsi: yüngül beton, qalınlığı 20 mm | m2 | 538.4 | 7.0734 | 3808.3369 | 0% | 0 | 0% | 0 | 0% | 0
60 | Birləşdirici qatın düzəldilməsi: yüngül beton , birləşdirici qat əlavə 5 mm | m2 | 538.4 | 1.885 | 1014.884 | 0% | 0 | 0% | 0 | 0% | 0
61 | Örtüklərin düzəldilməsi: açar üsulu ilə laminasiya olunmuş taxtalardan (2-ci mərtəbə) | m2 | 538.4 | 27.76 | 14945.9582 | 0% | 0 | 0% | 0 | 0% | 0
62 | Səpilmə istilik-səs izolyasiyasının düzəldilməsi: qumla | m3 | 1.56 | 65.3188 | 101.8973 | 0% | 0 | 0% | 0 | 0% | 0
63 | Qoyma detalların qurulması, çəkisi: döşənək və betonlama qatlarının armaturlanması | ton | 0.053 | 447.25 | 23.7042 | 0% | 0 | 0% | 0 | 0% | 0
64 | Armatur məftil, Vr-l azkarbonlu poladdan, diametri 4 mm | ton | 0.053 | 1389.134 | 73.6241 | 0% | 0 | 0% | 0 | 0% | 0
65 | Birləşdirici qatın düzəldilməsi: sement, qalınlığı 20 mm | m2 | 39 | 5.4733 | 213.4571 | 0% | 0 | 0% | 0 | 0% | 0
66 | Birləşdirici qatın düzəldilməsi: sement, birləşdirici qatın qalınlığının əlavə 5 mm | m2 | 39 | 1.426 | 55.614 | 0% | 0 | 0% | 0 | 0% | 0
67 | Rulonlu materiallarla yapışqanlı hidroizolyasiyanın düzəldilməsi: Bitum mastikasında 1-ci qat | m2 | 39 | 9.28 | 361.92 | 0% | 0 | 0% | 0 | 0% | 0
68 | Rulonlu materiallarla yapışqanlı hidroizolyasiyanın düzəldilməsi: Bitum mastikasında sonrakı qat | m2 | 39 | 8.26 | 322.14 | 0% | 0 | 0% | 0 | 0% | 0
69 | Birləşdirici qatın düzəldilməsi: sement, qalınlığı 20 mm | m2 | 39 | 5.4733 | 213.4571 | 0% | 0 | 0% | 0 | 0% | 0
70 | Birləşdirici qatın düzəldilməsi: sement, birləşdirici qat əlavə 5 mm | m2 | 39 | 1.426 | 55.614 | 0% | 0 | 0% | 0 | 0% | 0
71 | Sement məhlulunda tavalardan örtüklərin düzəldilməsi: keramik, döşəmələr üçün bir rəngli boya ilə (2-ci mərtəbə) | m2 | 39 | 39.1703 | 1527.6411 | 0% | 0 | 0% | 0 | 0% | 0
72 | Səpilmə istilik-səs izolyasiyasının düzəldilməsi: qumla | m3 | 6.4 | 65.3188 | 418.0403 | 0% | 0 | 0% | 0 | 0% | 0
73 | Qoyma detalların qurulması, çəkisi: döşənək və betonlama qatlarının armaturlanması | ton | 0.216 | 447.25 | 96.606 | 0% | 0 | 0% | 0 | 0% | 0
74 | Armatur məftil, azkarbonlu poladdan, diametri 4 mm | ton | 0.216 | 1311.1 | 283.1976 | 0% | 0 | 0% | 0 | 0% | 0
75 | Birləşdirici qatın düzəldilməsi: sement, qalınlığı 20 mm | m2 | 160 | 5.4733 | 875.7213 | 0% | 0 | 0% | 0 | 0% | 0
76 | Birləşdirici qatın düzəldilməsi: sement,əlavə 5 mm | m2 | 160 | 1.426 | 228.16 | 0% | 0 | 0% | 0 | 0% | 0
77 | Sement məhlulunda tavalardan örtüklərin düzəldilməsi: keramik, döşəmələr üçün bir rəngli boya ilə (2-ci mərtəbə) | m2 | 160 | 39.1703 | 6267.2454 | 0% | 0 | 0% | 0 | 0% | 0
78 | Birləşdirici qatın düzəldilməsi: sement, qalınlığı 20 mm | m2 | 35.4 | 5.4733 | 193.7533 | 0% | 0 | 0% | 0 | 0% | 0
79 | Birləşdirici qatın düzəldilməsi: sement,əlavə 5 mm | m2 | 35.4 | 1.426 | 50.4804 | 0% | 0 | 0% | 0 | 0% | 0
80 | Pillələrin və pilləaltlarının pardaqlanmış mərmər tavalarla üzlənməsi (2-ci mərtəbə süni mərmər) | m2 | 35.4 | 120.1131 | 4252.0037 | 0% | 0 | 0% | 0 | 0% | 0
2.8 | 4 çıxışlı Yanğın Deposu binası (Daxili bəzək işləri) | 0 | [8 empty] | 0
1 | Binanın daxilində əhəngli sulu tərkiblərlə rəngləmə: kərpic və beton üzrə (zirzəmi tavan) | m2 | 1333.6 | 2.84 | 3787.424 | 0% | 0 | 0% | 0 | 0% | 0
2 | Beton səthlərin əhəng məhlulu ilə bütöv hamarlanması (birqat suvaq): tavanların | m2 | 1983.9 | 6.5271 | 12949.1573 | 0% | 0 | 0% | 0 | 0% | 0
3 | Polivinilasetatlı suemulsiya tərkiblərlə yaxşılaşdırılmış rəngləmə: suvaq üzrə tavanları | m2 | 1983.9 | 8.2566 | 16380.3362 | 0% | 0 | 0% | 0 | 0% | 0
4 | Gipskarton vərəqlərdən (GKV) asma tavanların quraşdırılması: bir səviyyəli (Alçipan asma tavan) | m2 | 96 | 32.7981 | 3148.6214 | 0% | 0 | 0% | 0 | 0% | 0
5 | Polivinilasetatlı suemulsiya tərkiblərlə yaxşılaşdırılmış rəngləmə: yığma konstruksiyaları, rənglənməyə hazırlanmış tavanları | m2 | 96 | 5.71 | 548.16 | 0% | 0 | 0% | 0 | 0% | 0
6 | Tavanların qurulması: alüminium reykalardan (Alüminium asma tavan) | m2 | 86.6 | 95.8177 | 8297.8144 | 0% | 0 | 0% | 0 | 0% | 0
7 | Beton və daş səthlərin sement-əhəng və ya sement məhlulu ilə suvanması: divarların, sadə (Zirzəmi divarlar) | m2 | 3260 | 10.8372 | 35329.3828 | 0% | 0 | 0% | 0 | 0% | 0
8 | Binanın daxilində əhəngli sulu tərkiblərlə rəngləmə: suvaq üzrə | m2 | 3260 | 2.84 | 9258.4 | 0% | 0 | 0% | 0 | 0% | 0
9 | Beton və daş səthlərin sement-əhəng və ya sement məhlulu ilə suvanması: divarların, yaxşılaşdırılmış | m2 | 3647 | 12.7928 | 46655.2614 | 0% | 0 | 0% | 0 | 0% | 0
10 | Polivinilasetatlı suemulsiya tərkiblərlə yaxşılaşdırılmış rəngləmə: suvaq üzrə divarları | m2 | 3647 | 5.71 | 20824.37 | 0% | 0 | 0% | 0 | 0% | 0
11 | Beton və daş səthlərin sement-əhəng və ya sement məhlulu ilə suvanması: divarların, sadə | m2 | 474.2 | 10.8372 | 5139.0164 | 0% | 0 | 0% | 0 | 0% | 0
12 | Divar, dirək, pilyastr və mail səthlərin quru qarışıqdan yapışqanla, (karniz, plintus və künc tavalarından başqa) tualet qarnitur tavaları qoyulmadan, hamar üzlənməsi: kərpic və beton üzrə | m2 | 474.2 | 40.1403 | 19034.5322 | 0% | 0 | 0% | 0 | 0% | 0
2.9 | 4 çıxışlı Yanğın Deposu binası (Xarici bəzək işləri) | 0 | [8 empty] | 0
1 | Sement-əhəng məhlulu ilə daş üzrə yaxşılaşdırılmış suvama: divarları | m2 | 860 | 10.3273 | 8881.509 | 0% | 0 | 0% | 0 | 0% | 0
2 | İsidicinin üzərindən nazik qat suvaq çəkməklə binalarin xarici istilik izolyasiyasinin qurulması, plitənin qalınlığı: 50 mm (istilik izolyasiyası- 50 mm, şüşə lifli tor, yapışdırıcı məhlul, astar, dekorativ suvaq, fasad boyası) | m2 | 860 | 35.8 | 30788 | 0% | 0 | 0% | 0 | 0% | 0
3 | Penopolistrol istilik izolyasiya plitələri | m3 | 43 | 66.5 | 2859.5 | 0% | 0 | 0% | 0 | 0% | 0
4 | Qabarit ölçüləri 100 mm-dən 200 mm-ə qədər olan çay daşlarından divar səthlərinin üzlənməsi | m2 | 120 | 28.66 | 3439.2 | 0% | 0 | 0% | 0 | 0% | 0
5 | Hündürlüyü 16 m-ə qədər olan xarici inventar taxtabəndlərin qurulması və sökülməsi: digər tamamlama işləri üçün, borulu | m2 | 1360 | 6.8143 | 9267.3827 | 0% | 0 | 0% | 0 | 0% | 0
2.1 | 4 çıxışlı Yanğın Deposu binası (Müayinə çalası-2 ədəd) | 0 | [8 empty] | 0
1 | Xəndəklərin, çalaların və çuxurların əl ilə doldurulması, qruntun qrupu: 2 | m3 | 17.5 | 8.16 | 142.8 | 0% | 0 | 0% | 0 | 0% | 0
2 | Bünövrə altı əsasların qurulması:qırmadaşlı | m3 | 4 | 32.74 | 130.96 | 0% | 0 | 0% | 0 | 0% | 0
3 | Beton hazırlıq qatının qurulması | m3 | 3.6 | 124.1 | 446.76 | 0% | 0 | 0% | 0 | 0% | 0
4 | Dəmir-beton bünövrə tavalarının qurulması: yastı (Bt-1) | m3 | 12.1 | 133.0196 | 1609.5367 | 0% | 0 | 0% | 0 | 0% | 0
5 | A-1 sinifli armatur | ton | 0.02 | 1325.1 | 26.502 | 0% | 0 | 0% | 0 | 0% | 0
6 | A-3 sinifli armatur | ton | 1.116 | 1200.1 | 1339.3116 | 0% | 0 | 0% | 0 | 0% | 0
7 | Dəmir-beton divarların və arakəsmələrin qurulması, hündürlüyü: 3 m-ə qədər, qalınlığı 500 mm | m3 | 35.28 | 201.24 | 7099.7472 | 0% | 0 | 0% | 0 | 0% | 0
8 | A-1 sinifli armatur | ton | 0.047 | 1325.1 | 62.2797 | 0% | 0 | 0% | 0 | 0% | 0
9 | A-3 sinifli armatur | ton | 1.943 | 1200.1 | 2331.7943 | 0% | 0 | 0% | 0 | 0% | 0
10 | Kəmərlərin qurulması: qəlibdə | m3 | 3.6 | 204.1 | 734.76 | 0% | 0 | 0% | 0 | 0% | 0
11 | A-1 sinifli armatur | ton | 0.1 | 1325.1 | 132.51 | 0% | 0 | 0% | 0 | 0% | 0
12 | A-3 sinifli armatur | ton | 0.213 | 1200.1 | 255.6213 | 0% | 0 | 0% | 0 | 0% | 0
13 | Qoyma detalların qurulması, çəkisi: 20 kq-dan artıq | ton | 0.632 | 1844.362 | 1165.6368 | 0% | 0 | 0% | 0 | 0% | 0
14 | Bünövrə altı əsasların qurulması:çınqıllı | m3 | 1.4 | 36.5 | 51.1 | 0% | 0 | 0% | 0 | 0% | 0
15 | Təbii qum-çınqıl qatışığı | m3 | 1.4 | 26.72 | 37.408 | 0% | 0 | 0% | 0 | 0% | 0
16 | Beton hazırlıq qatının qurulması | m3 | 0.7 | 124.1 | 86.87 | 0% | 0 | 0% | 0 | 0% | 0
17 | Dəmir-beton bünövrə tavalarının qurulması: yastı (Döşəmə tavası) | m3 | 1.4 | 173.9726 | 243.5616 | 0% | 0 | 0% | 0 | 0% | 0
18 | A-3 sinifli armatur | ton | 0.124 | 1200.1 | 148.8124 | 0% | 0 | 0% | 0 | 0% | 0
19 | Qurulması: beton pillələrin | m3 | 1.8 | 380.1 | 684.18 | 0% | 0 | 0% | 0 | 0% | 0
2.11 | 4 çıxışlı Yanğın Deposu binası (Zirzəmiyə giriş pilləkəni Zp1-Zp2) | 0 | [8 empty] | 0
1 | Bünövrə altı əsasların qurulması:qırmadaşlı | m3 | 1.5 | 36.616 | 54.924 | 0% | 0 | 0% | 0 | 0% | 0
2 | Beton hazırlıq qatının qurulması | m3 | 1.5 | 124.1 | 186.15 | 0% | 0 | 0% | 0 | 0% | 0
3 | Qurulması: dəmir-beton pillələrin | m3 | 3.16 | 362.2 | 1144.552 | 0% | 0 | 0% | 0 | 0% | 0
4 | A-1 sinifli armatur | ton | 0.06 | 1325.1 | 79.506 | 0% | 0 | 0% | 0 | 0% | 0
5 | A-3 sinifli armatur | ton | 0.142 | 1200.1 | 170.4142 | 0% | 0 | 0% | 0 | 0% | 0
6 | Birləşdirici qatın düzəldilməsi: sement, qalınlığı 20 mm | m2 | 18.5 | 5.4733 | 101.2553 | 0% | 0 | 0% | 0 | 0% | 0
7 | Sement məhlulunda tavalardan örtüklərin düzəldilməsi: keramik, döşəmələr üçün bir rəngli boya ilə | m2 | 18.5 | 30.7 | 567.95 | 0% | 0 | 0% | 0 | 0% | 0
8 | Tutacaqsız metal məhəccərlərin qurulması | m | 13.2 | 40.9 | 539.88 | 0% | 0 | 0% | 0 | 0% | 0
9 | İsti qaldırma qalvanizə olunması; metal məhəccərlər tipli metal konstruksiyalar | ton | 0.088 | 1887.2 | 166.0736 | 0% | 0 | 0% | 0 | 0% | 0
2.12 | 4 çıxışlı Yanğın Deposu binası (Artırmalar) | 0 | [8 empty] | 0
1 | Bünövrə altı əsasların qurulması:qırmadaşlı | m3 | 3.1 | 32.74 | 101.494 | 0% | 0 | 0% | 0 | 0% | 0
2 | Beton hazırlıq qatının qurulması | m3 | 3.1 | 124.1 | 384.71 | 0% | 0 | 0% | 0 | 0% | 0
3 | Lentvari bünövrələrin qurulması: dəmir-beton, yuxarı tərəfinin eni 1000 mm-ə qədər olduqda | m3 | 3.78 | 177.7 | 671.706 | 0% | 0 | 0% | 0 | 0% | 0
4 | A-1 sinifli armatur | ton | 0.069 | 1325.1 | 91.4319 | 0% | 0 | 0% | 0 | 0% | 0
5 | A-3 sinifli armatur | ton | 0.064 | 1200.1 | 76.8064 | 0% | 0 | 0% | 0 | 0% | 0
6 | Qurulması: dəmir-beton artırmalar | m3 | 2.49 | 241.1 | 600.339 | 0% | 0 | 0% | 0 | 0% | 0
7 | A-1 sinifli armatur | ton | 0.051 | 1325.1 | 67.5801 | 0% | 0 | 0% | 0 | 0% | 0
8 | A-3 sinifli armatur | ton | 0.182 | 1200.1 | 218.4182 | 0% | 0 | 0% | 0 | 0% | 0
9 | Birləşdirici qatın düzəldilməsi: sement, qalınlığı 20 mm | m2 | 24.6 | 5.4733 | 134.6421 | 0% | 0 | 0% | 0 | 0% | 0
10 | Birləşdirici qatın düzəldilməsi: əlavə 5 mm | m2 | 24.6 | 6.2812 | 154.5175 | 0% | 0 | 0% | 0 | 0% | 0
11 | Mərmər tavalardan örtüklərin düzəldilməsi, 1 m²-də tavaların sayı: 3 ədədə qədər (süni mərmər) | m2 | 24.6 | 65.8159 | 1619.0723 | 0% | 0 | 0% | 0 | 0% | 0
2.13 | 4 çıxışlı Yanğın Deposu binası. Daxili su kəməri və kanalizasiya (SO-Ümumi təyinatlı su şəbəkəsi) | 0 | [8 empty] | 0
1 | Elektrik qaynaqlı polad borulardan istilik və su təchizatı boru kəmərlərinin çəkilməsi, diametri: 65 mm (D63.5x3.5mm) | m | 173 | 10.7794 | 1864.8362 | 0% | 0 | 0% | 0 | 0% | 0
2 | Elektriklə qaynaq edilmiş borular, 60/3,5mm | m | 173 | 12.2972 | 2127.4156 | 0% | 0 | 0% | 0 | 0% | 0
3 | Elektrik qaynaqlı polad borulardan istilik və su təchizatı boru kəmərlərinin çəkilməsi, diametri: 50 mm (D57x3.5mm) | m | 43 | 9.229 | 396.847 | 0% | 0 | 0% | 0 | 0% | 0
4 | Xarici diametri 57 mm, divarının qalınlığı 3,5 mm olan poladdan, faskası çıxarılmış, düztikişli elektrik qaynaqlı polad borular | m | 43 | 9.7064 | 417.3752 | 0% | 0 | 0% | 0 | 0% | 0
5 | İstilik sistemi, su kəməri və isti su təchizatı boru kəmərlərinin hidravlik sınağı, boruların diametri: 100 mm-ə qədər | m | 216 | 1.5178 | 327.8448 | 0% | 0 | 0% | 0 | 0% | 0
6 | Polad boruların futlyara salınması, boruların diametri: 100 mm (D114x5.0mm) | m | 3 | 15.4408 | 46.3224 | 0% | 0 | 0% | 0 | 0% | 0
7 | Sinklənmiş polad su-qaz borularından su təchizatı boru kəmərlərinin çəkilməsi, diametri: 25 mm | m | 15 | 5.9548 | 89.322 | 0% | 0 | 0% | 0 | 0% | 0
8 | Qaz-su xətləri üçün şərti keçid diametri 25 mm, divarının qalınlığı 3,2 mm olan sinklənmiş, adi, yivli, qaynaq edilmiş polad borular | m | 15 | 5.1368 | 77.052 | 0% | 0 | 0% | 0 | 0% | 0
9 | Sinklənmiş polad su-qaz borularından su təchizatı boru kəmərlərinin çəkilməsi, diametri: 20 mm | m | 10 | 5.9548 | 59.548 | 0% | 0 | 0% | 0 | 0% | 0
10 | Qaz-su xətləri üçün şərti keçid diametri 20 mm, divarının qalınlığı 2,8 mm olan sinklənmiş, adi, yivli, qaynaq edilmiş polad borular | m | 10 | 3.923 | 39.23 | 0% | 0 | 0% | 0 | 0% | 0
11 | Sinklənmiş polad su-qaz borularından su təchizatı boru kəmərlərinin çəkilməsi, diametri: 15 mm | m | 3 | 5.9446 | 17.8338 | 0% | 0 | 0% | 0 | 0% | 0
12 | Qaz-su xətləri üçün şərti keçid diametri 15 mm, divarının qalınlığı 2,8 mm olan sinklənmiş, adi, yivli, qaynaq edilmiş polad borular | m | 3 | 2.75 | 8.25 | 0% | 0 | 0% | 0 | 0% | 0
13 | İstilik sistemi, su kəməri və isti su təchizatı boru kəmərlərinin hidravlik sınağı, boruların diametri: 50 mm-ə qədər | m | 28 | 1.5178 | 42.4984 | 0% | 0 | 0% | 0 | 0% | 0
14 | Polipropilen borulardan daxili su təchizatı və istilik sistemlərinin boru kəmərlərinin çəkilməsi: 32mm (Yüksək təzyiqə davamlı polipropilen su borusu D25(32x2.9)) | m | 10 | 14.023 | 140.23 | 0% | 0 | 0% | 0 | 0% | 0
15 | Yüksək elastikliyə, geniş diapazonlu təzyiqə malik, standartlara cavab verən polietilen su və qaz borusu: diametri 32 mm, divarının qalınlığı 3 mm | m | 10 | 1.2098 | 12.098 | 0% | 0 | 0% | 0 | 0% | 0
16 | Polipropilen borulardan daxili su təchizatı və istilik sistemlərinin boru kəmərlərinin çəkilməsi: 25mm (Yüksək təzyiqə davamlı polipropilen su borusu D20(25x2.3)) | m | 11 | 14.4514 | 158.9654 | 0% | 0 | 0% | 0 | 0% | 0
17 | Yüksək elastikliyə, geniş diapazonlu təzyiqə malik, standartlara cavab verən polietilen su və qaz borusu: diametri 25 mm, divarının qalınlığı 2,3 mm | m | 11 | 0.9 | 9.9 | 0% | 0 | 0% | 0 | 0% | 0
18 | Polipropilen borulardan daxili su təchizatı və istilik sistemlərinin boru kəmərlərinin çəkilməsi: 20mm (Yüksək təzyiqə davamlı polipropilen su borusu S5(PN10) D15(20x2.0)) | m | 73 | 17.0932 | 1247.8036 | 0% | 0 | 0% | 0 | 0% | 0
19 | Yüksək elastikliyə, geniş diapazonlu təzyiqə malik, standartlara cavab verən polietilen su və qaz borusu: diametri 20 mm, divarının qalınlığı 2 mm | m | 73 | 0.9 | 65.7 | 0% | 0 | 0% | 0 | 0% | 0
20 | Polad borulardan olan boru kəmərlərinə ventillərin, siyirtmələrin, sürgülərin, əks klapanların, keçid kranlarının qoyulması, boruların diametri: 50 mm-ə qədər (D50mm siyirtmə quraşdırma) | ədəd | 13 | 25.4368 | 330.6784 | 0% | 0 | 0% | 0 | 0% | 0
21 | Polad siyirtmələr, 50 mm | ədəd | 13 | 106.3208 | 1382.1704 | 0% | 0 | 0% | 0 | 0% | 0
22 | Poladdan qaynaq olunmuş yastı polad flanslar; təzyiqi 0,6 MPa (6 kqq/sm²), 50 mm diametrli | ədəd | 26 | 6.4424 | 167.5024 | 0% | 0 | 0% | 0 | 0% | 0
23 | Əks klapan D=50mm 16kq/sm² | ədəd | 2 | 120.8864 | 241.7728 | 0% | 0 | 0% | 0 | 0% | 0
24 | Diametri 25 mm olan 1,6 MPa (16 kqq/sm²) təzyiqli su üçün, muftalı keçid ventilləri | ədəd | 5 | 5.402 | 27.01 | 0% | 0 | 0% | 0 | 0% | 0
25 | Ventil, 20mm | ədəd | 5 | 4.8818 | 24.409 | 0% | 0 | 0% | 0 | 0% | 0
26 | Diametri 15 mm olan 1,6 MPa (16 kqq/sm²) təzyiqli su üçün, muftalı keçid ventilləri | ədəd | 20 | 3.3212 | 66.424 | 0% | 0 | 0% | 0 | 0% | 0
27 | Diametri 50 mm olan yanğın kranının qoyulması | ədəd | 14 | 169.4506 | 2372.3084 | 0% | 0 | 0% | 0 | 0% | 0
28 | Yanğın şlanqları, normal, quru kətandan hörülmüş, diametri 51 mm | m | 280 | 2.801 | 784.28 | 0% | 0 | 0% | 0 | 0% | 0
29 | Kranlar (Su kranı D15mm) | ədəd | 1 | 5.504 | 5.504 | 0% | 0 | 0% | 0 | 0% | 0
30 | Diametri 15 mm olan 1,6 MPa (16 kqq/sm²) təzyiqli su üçün, muftalı keçid ventilləri | ədəd | 1 | 3.3212 | 3.3212 | 0% | 0 | 0% | 0 | 0% | 0
31 | Su üçün rezin-parça tərkibli şlanqlar, təzyiqlə soran, təzyiqi 1 MPa (10 kqq/sm²), diametri 16 mm | m | 10 | 1.2404 | 12.404 | 0% | 0 | 0% | 0 | 0% | 0
32 | Sinklənmiş poladdan dam örtüyünün düzəldilməsi: divar novları olmadan (İçməli su çəni (1.5x1.5x0.7(h) Sinkləşdirilmiş nazik polad vərəq) | m2 | 9 | 35.4022 | 318.6198 | 0% | 0 | 0% | 0 | 0% | 0
33 | Üzgəc klapanlar (D32mm) | ədəd | 1 | 85.0946 | 85.0946 | 0% | 0 | 0% | 0 | 0% | 0
34 | Tikişləri yağlamaqla izolyasiya səthlərinin rulon materialları ilə tam quru sarınması (Su çəninin izolyasiyası. İzolmastika) | m2 | 9 | 7.342 | 66.078 | 0% | 0 | 0% | 0 | 0% | 0
35 | Sintetik yapışdırıcılı mineral pambıqdan silindrlərlə və yarımsilindrlərlə boru kəmərlərinin izolyasiya edilməsi (Mineral pambıq qatı 40mm) | m3 | 0.36 | 811.918 | 292.2905 | 0% | 0 | 0% | 0 | 0% | 0
36 | Elastiki qılaflarla boru kəmərlərinin izolyasiya səthlərinin örtülməsi: şüşə-plastikləri ilə, şüşə parçalarla (Şüşətekstolit) | m2 | 5 | 23.5192 | 117.596 | 0% | 0 | 0% | 0 | 0% | 0
37 | Elektrik qaynaqlı polad borulardan istilik və su təchizatı boru kəmərlərinin çəkilməsi, diametri: 40 mm-ə qədər (Elektrik qaynaqlı polad boru D38x2.5mm) | m | 12 | 9.2188 | 110.6256 | 0% | 0 | 0% | 0 | 0% | 0
38 | Xarici diametri 40 mm, divarının qalınlığı 2,5 mm olan poladdan, faskası çıxarılmış, düztikişli elektrik qaynaqlı polad borular (D38x2.5mm) | m | 12 | 6.116 | 73.392 | 0% | 0 | 0% | 0 | 0% | 0
39 | Elektrik qaynaqlı polad borulardan istilik və su təchizatı boru kəmərlərinin çəkilməsi, diametri: 40 mm-ə qədər (Elektrik qaynaqlı polad boru D32x2.2mm) | m | 8 | 9.2188 | 73.7504 | 0% | 0 | 0% | 0 | 0% | 0
40 | Elektrik qaynaqlı tikişli polad borular 32x2,5mm | m | 8 | 5.351 | 42.808 | 0% | 0 | 0% | 0 | 0% | 0
41 | Diametri 32 mm olan 1,6 MPa (16 kqq/sm²) təzyiqli su üçün, muftalı keçid ventilləri | ədəd | 2 | 6.4424 | 12.8848 | 0% | 0 | 0% | 0 | 0% | 0
42 | Diametri 25 mm olan 1,6 MPa (16 kqq/sm²) təzyiqli su üçün, muftalı keçid ventilləri | ədəd | 4 | 5.402 | 21.608 | 0% | 0 | 0% | 0 | 0% | 0
2.14 | 4 çıxışlı Yanğın Deposu binası. Daxili su kəməri və kanalizasiya (İS3: İS4- İsti su və dövrü su şəbəkəsi) | 0 | [8 empty] | 0
1 | Sinklənmiş polad su-qaz borularından su təchizatı boru kəmərlərinin çəkilməsi, diametri: 40 mm | m | 20 | 5.965 | 119.3 | 0% | 0 | 0% | 0 | 0% | 0
2 | Qaz-su xətləri üçün şərti keçid diametri 40 mm, divarının qalınlığı 3,5 mm olan sinklənmiş, adi, yivli, qaynaq edilmiş polad borular | m | 20 | 7.901 | 158.02 | 0% | 0 | 0% | 0 | 0% | 0
3 | Sinklənmiş polad su-qaz borularından su təchizatı boru kəmərlərinin çəkilməsi, diametri: 25 mm | m | 68 | 5.9548 | 404.9264 | 0% | 0 | 0% | 0 | 0% | 0
4 | Qaz-su xətləri üçün şərti keçid diametri 25 mm, divarının qalınlığı 3,2 mm olan sinklənmiş, adi, yivli, qaynaq edilmiş polad borular | m | 68 | 5.1266 | 348.6088 | 0% | 0 | 0% | 0 | 0% | 0
5 | Sinklənmiş polad su-qaz borularından su təchizatı boru kəmərlərinin çəkilməsi, diametri: 20 mm | m | 16 | 5.9446 | 95.1136 | 0% | 0 | 0% | 0 | 0% | 0
6 | Qaz-su xətləri üçün şərti keçid diametri 20 mm, divarının qalınlığı 2,8 mm olan sinklənmiş, adi, yivli, qaynaq edilmiş polad borular | m | 16 | 3.923 | 62.768 | 0% | 0 | 0% | 0 | 0% | 0
7 | Sinklənmiş polad su-qaz borularından su təchizatı boru kəmərlərinin çəkilməsi, diametri: 15 mm | m | 75 | 5.9446 | 445.845 | 0% | 0 | 0% | 0 | 0% | 0
8 | Qaz-su xətləri üçün şərti keçid diametri 15 mm, divarının qalınlığı 2,8 mm olan sinklənmiş, adi, yivli, qaynaq edilmiş polad borular | m | 75 | 2.75 | 206.25 | 0% | 0 | 0% | 0 | 0% | 0
9 | İstilik sistemi, su kəməri və isti su təchizatı boru kəmərlərinin hidravlik sınağı, boruların diametri: 50 mm-ə qədər | m | 179 | 1.5178 | 271.6862 | 0% | 0 | 0% | 0 | 0% | 0
10 | Polipropilen borulardan daxili su təchizatı və istilik sistemlərinin boru kəmərlərinin çəkilməsi: 32mm (Yüksək təzyiqə davamlı polipropilen boru D25 (32x4.4)) | m | 21 | 13.819 | 290.199 | 0% | 0 | 0% | 0 | 0% | 0
11 | Yüksək elastikliyə, geniş diapazonlu təzyiqə malik, standartlara cavab verən polietilen su və qaz borusu: diametri 32 mm, divarının qalınlığı 4,4 mm | m | 21 | 1.6484 | 34.6164 | 0% | 0 | 0% | 0 | 0% | 0
12 | Polipropilen borulardan daxili su təchizatı və istilik sistemlərinin boru kəmərlərinin çəkilməsi: 25mm (Yüksək təzyiqə davamlı polipropilen boru D20 (25x3.5)) | m | 11 | 14.4514 | 158.9654 | 0% | 0 | 0% | 0 | 0% | 0
13 | Yüksək elastikliyə, geniş diapazonlu təzyiqə malik, standartlara cavab verən polietilen su və qaz borusu: diametri 25 mm, divarının qalınlığı 3,5 mm | m | 11 | 1.0874 | 11.9614 | 0% | 0 | 0% | 0 | 0% | 0
14 | Polipropilen borulardan daxili su təchizatı və istilik sistemlərinin boru kəmərlərinin çəkilməsi: 20mm (Yüksək təzyiqə davamlı polipropilen boru D15 (20x2.8)) | m | 89 | 17.0932 | 1521.2948 | 0% | 0 | 0% | 0 | 0% | 0
15 | Yüksək elastikliyə, geniş diapazonlu təzyiqə malik, standartlara cavab verən polietilen su və qaz borusu: diametri 20 mm, divarının qalınlığı 3 mm, (D20x2.8mm) | m | 89 | 0.9 | 80.1 | 0% | 0 | 0% | 0 | 0% | 0
16 | Diametri 40 mm olan 1,6 MPa (16 kqq/sm²) təzyiqli su üçün, muftalı keçid ventilləri | ədəd | 1 | 8.5232 | 8.5232 | 0% | 0 | 0% | 0 | 0% | 0
17 | Diametri 25 mm olan 1,6 MPa (16 kqq/sm²) təzyiqli su üçün, muftalı keçid ventilləri | ədəd | 6 | 5.402 | 32.412 | 0% | 0 | 0% | 0 | 0% | 0
18 | Ventil, 20mm | ədəd | 5 | 4.8818 | 24.409 | 0% | 0 | 0% | 0 | 0% | 0
19 | Diametri 15 mm olan 1,6 MPa (16 kqq/sm²) təzyiqli su üçün, muftalı keçid ventilləri | ədəd | 5 | 3.3212 | 16.606 | 0% | 0 | 0% | 0 | 0% | 0
20 | Qarışdırıcıların quraşdırılması (Gigiyenik duş qarışdırıcı ilə) | ədəd | 15 | 100.5802 | 1508.703 | 0% | 0 | 0% | 0 | 0% | 0
21 | Gigiyenik su qarışdırıcı (şlanqlı,başliqlı) | dəst | 15 | 62.624 | 939.36 | 0% | 0 | 0% | 0 | 0% | 0
22 | Qarışdırıcıların quraşdırılması (Duş qurğusu qarışdırıcı ilə) | ədəd | 10 | 100.5802 | 1005.802 | 0% | 0 | 0% | 0 | 0% | 0
23 | Duş qarışdırıcı komplekt | ədəd | 10 | 109.8806 | 1098.806 | 0% | 0 | 0% | 0 | 0% | 0
24 | Kranlar (Su kranı D15mm) | ədəd | 2 | 5.504 | 11.008 | 0% | 0 | 0% | 0 | 0% | 0
25 | Diametri 15 mm olan 1,6 MPa (16 kqq/sm²) təzyiqli su üçün, muftalı keçid ventilləri | ədəd | 1 | 3.3212 | 3.3212 | 0% | 0 | 0% | 0 | 0% | 0
26 | Su üçün rezin-parça tərkibli şlanqlar, təzyiqlə soran, təzyiqi 1 MPa (10 kqq/sm²), diametri 16 mm | m | 10 | 1.2404 | 12.404 | 0% | 0 | 0% | 0 | 0% | 0
2.15 | 4 çıxışlı Yanğın Deposu binası. Daxili su kəməri və kanalizasiya (K1- Məişət kanalizasiyası) | 0 | [8 empty] | 0
1 | Polipropilen borulardan daxili kanalizasiya boru kəmərlərin çəkilməsi, diametri: 110mm (Polivinilxlorid kanalizasiya borusu D110mm) | m | 176 | 8.923 | 1570.448 | 0% | 0 | 0% | 0 | 0% | 0
2 | Daxili kanalizasiya üçün olan polietilen borulardan boru kəmərləri, diametri 100 mm (D110mm) | m | 176 | 6.9422 | 1221.8272 | 0% | 0 | 0% | 0 | 0% | 0
3 | Polipropilen borulardan daxili kanalizasiya boru kəmərlərin çəkilməsi, diametri: 50mm (Polivinilxlorid kanalizasiya borusu D50mm) | m | 42 | 9.382 | 394.044 | 0% | 0 | 0% | 0 | 0% | 0
4 | Yüksək sıxlıqlı polietilen borulardan kanalizasiya boru kəmərləri, gilizli, diametri 50 mm | m | 42 | 4.3412 | 182.3304 | 0% | 0 | 0% | 0 | 0% | 0
5 | Santexnika (yoxlama) lyuklarının qoyulması: özü kəsən şuruplarla bərkidilməsi (Yoxlayıcı D110mm) | ədəd | 10 | 10.9834 | 109.834 | 0% | 0 | 0% | 0 | 0% | 0
6 | Əlüzyuyanların quraşdırılması: isti və soyuq su çəkilməklə | dəst | 14 | 29.68 | 415.52 | 0% | 0 | 0% | 0 | 0% | 0
7 | Keramik çanaq, (sifonlu, su qarışdırıcılı) | dəst | 14 | 148.9772 | 2085.6808 | 0% | 0 | 0% | 0 | 0% | 0
8 | Unitazların quraşdırılması: baçokla bilavasitə birləşdirilmiş | dəst | 15 | 38.656 | 579.84 | 0% | 0 | 0% | 0 | 0% | 0
9 | Unitaz iki hissə | ədəd | 15 | 114.644 | 1719.66 | 0% | 0 | 0% | 0 | 0% | 0
10 | Duş altlıqlarının quraşdırılması: xırda polad və çuqun | dəst | 5 | 19.684 | 98.42 | 0% | 0 | 0% | 0 | 0% | 0
11 | Duş üçün balaca çuqun və polad paddon | dəst | 5 | 187.472 | 937.36 | 0% | 0 | 0% | 0 | 0% | 0
12 | Çanaq üçün sifon boru (poddon üçün) | ədəd | 5 | 6.4424 | 32.212 | 0% | 0 | 0% | 0 | 0% | 0
13 | Trapların quraşdırılması diametri: 100 mm | dəst | 1 | 22.54 | 22.54 | 0% | 0 | 0% | 0 | 0% | 0
14 | Trapların quraşdırılması diametri: 50 mm | dəst | 17 | 14.278 | 242.726 | 0% | 0 | 0% | 0 | 0% | 0
15 | Elektrik qaynaqlı polad borulardan istilik və su təchizatı boru kəmərlərinin çəkilməsi, diametri: 300 mm (D32x5.0mm) | m | 2 | 49.1926 | 98.3852 | 0% | 0 | 0% | 0 | 0% | 0
16 | Xarici diametri 325 mm, divarının qalınlığı 5,0 mm olan poladdan diametri 20 –dən 377 mm –dək, faskası çıxarılmış, düztikişli elektrik qaynaqlı polad borular | m | 2 | 89.96 | 179.92 | 0% | 0 | 0% | 0 | 0% | 0
17 | İstilik sistemi, su kəməri və isti su təchizatı boru kəmərlərinin hidravlik sınağı, boruların diametri: 400 mm-ə qədər | m | 2 | 1.7218 | 3.4436 | 0% | 0 | 0% | 0 | 0% | 0
2.16 | 4 çıxışlı Yanğın Deposu binası. Daxili su kəməri və kanalizasiya (K1T-Təzyiqli məişət kanalizasiyası) | 0 | [8 empty] | 0
1 | Elektrik qaynaqlı polad borulardan istilik və su təchizatı boru kəmərlərinin çəkilməsi, diametri: 80 mm (D89x3.0) | m | 5 | 11.9218 | 59.609 | 0% | 0 | 0% | 0 | 0% | 0
2 | Xarici diametri 89 mm, divarının qalınlığı 2,8 mm olan poladdan diametri 20 –dən 377 mm–dək, faskası çıxarılmış, düztikişli elektrik qaynaqlı polad borular | m | 5 | 13.8476 | 69.238 | 0% | 0 | 0% | 0 | 0% | 0
3 | İstilik sistemi, su kəməri və isti su təchizatı boru kəmərlərinin hidravlik sınağı, boruların diametri: 100 mm-ə qədər | m | 5 | 1.9258 | 9.629 | 0% | 0 | 0% | 0 | 0% | 0
4 | Polipropilen borulardan daxili kanalizasiya boru kəmərlərin çəkilməsi, diametri: 110mm (Polivinilxlorid kanalizasiya borusu D110mm) | m | 9 | 8.923 | 80.307 | 0% | 0 | 0% | 0 | 0% | 0
5 | Daxili kanalizasiya üçün olan polietilen borulardan boru kəmərləri, diametri 100 mm (D110mm) | m | 9 | 6.9422 | 62.4798 | 0% | 0 | 0% | 0 | 0% | 0
6 | Polipropilen borulardan daxili kanalizasiya boru kəmərlərin çəkilməsi, diametri: 50mm (Polivinilxlorid kanalizasiya borusu D50mm) | m | 11 | 9.382 | 103.202 | 0% | 0 | 0% | 0 | 0% | 0
7 | Yüksək sıxlıqlı polietilen borulardan kanalizasiya boru kəmərləri, gilizli, diametri 50 mm | m | 11 | 4.3412 | 47.7532 | 0% | 0 | 0% | 0 | 0% | 0
8 | Əlüzyuyanların quraşdırılması: isti və soyuq su çəkilməklə | dəst | 4 | 29.68 | 118.72 | 0% | 0 | 0% | 0 | 0% | 0
9 | Keramik çanaq, (sifonlu, su qarışdırıcılı) | dəst | 4 | 148.9772 | 595.9088 | 0% | 0 | 0% | 0 | 0% | 0
10 | Unitazların quraşdırılması: baçokla bilavasitə birləşdirilmiş | dəst | 4 | 38.656 | 154.624 | 0% | 0 | 0% | 0 | 0% | 0
11 | Unitaz iki hissə | ədəd | 4 | 114.644 | 458.576 | 0% | 0 | 0% | 0 | 0% | 0
12 | Trapların quraşdırılması diametri: 100 mm | dəst | 1 | 22.54 | 22.54 | 0% | 0 | 0% | 0 | 0% | 0
13 | Trapların quraşdırılması diametri: 50 mm | dəst | 3 | 14.278 | 42.834 | 0% | 0 | 0% | 0 | 0% | 0
14 | Polad borulardan olan boru kəmərlərinə ventillərin, siyirtmələrin, sürgülərin, əks klapanların, keçid kranlarının qoyulması, boruların diametri: 100 mm-ə qədər (D80mm siyirtmənin quraşdırılması) | ədəd | 1 | 45.49 | 45.49 | 0% | 0 | 0% | 0 | 0% | 0
15 | Siyirtmə diametri 76mm* (D80mm) | ədəd | 1 | 127.547 | 127.547 | 0% | 0 | 0% | 0 | 0% | 0
16 | Poladdan qaynaq olunmuş yastı polad flanslar; təzyiqi 0,6 MPa (6 kqq/sm²), diametri 80 mm | ədəd | 2 | 7.4828 | 14.9656 | 0% | 0 | 0% | 0 | 0% | 0
17 | Əks klapan D=80mm 16kq/sm² | ədəd | 1 | 199.9568 | 199.9568 | 0% | 0 | 0% | 0 | 0% | 0
18 | Elektrik mühərrikli mərkəzdənqaçma nasoslarının qoyulması, aqreqatın kütləsi: 0,1 tona qədər | ədəd | 1 | 201.04 | 201.04 | 0% | 0 | 0% | 0 | 0% | 0
19 | Kanalizasiya nasosu Q=1-8,6m3/saat H=19,8m, N=1,2kvt (Kanalizasiya nasosu N=1,9kvt (76kq)) | ədəd | 1 | 1254.1 | 1254.1 | 0% | 0 | 0% | 0 | 0% | 0
20 | Qısaqapanma rotorlu dəyişən cərəyanla işləyən yığılmış halda daxil olan lövhəli podşipnikli eletrik maşının sınağa, sazlama və buraxılışa təhvil verilməsi, elektrik şəbəkəsinə birləşdirilməsinə hazırlanması, kütləsi, t, qədər:0,15 | ədəd | 1 | 17.0932 | 17.0932 | 0% | 0 | 0% | 0 | 0% | 0
2.17 | 4 çıxışlı Yanğın Deposu binası. Daxili su kəməri və kanalizasiya (K3-İstehsalat kanalizasiyası) | 0 | [8 empty] | 0
1 | Polipropilen borulardan daxili kanalizasiya boru kəmərlərin çəkilməsi, diametri: 110mm (Polivinilxlorid kanalizasiya borusu D110mm) | m | 31 | 8.923 | 276.613 | 0% | 0 | 0% | 0 | 0% | 0
2 | Daxili kanalizasiya üçün olan polietilen borulardan boru kəmərləri, diametri 100 mm (D110mm) | m | 31 | 6.9422 | 215.2082 | 0% | 0 | 0% | 0 | 0% | 0
3 | Polipropilen borulardan daxili kanalizasiya boru kəmərlərin çəkilməsi, diametri: 50mm (Polivinilxlorid kanalizasiya borusu D50mm) | m | 36 | 9.382 | 337.752 | 0% | 0 | 0% | 0 | 0% | 0
4 | Yüksək sıxlıqlı polietilen borulardan kanalizasiya boru kəmərləri, gilizli, diametri 50 mm | m | 36 | 4.3412 | 156.2832 | 0% | 0 | 0% | 0 | 0% | 0
5 | Santexnika (yoxlama) lyuklarının qoyulması: özü kəsən şuruplarla bərkidilməsi (Yoxlayıcı D100mm. D50mm) | ədəd | 5 | 10.9834 | 54.917 | 0% | 0 | 0% | 0 | 0% | 0
6 | Yuyucuların quraşdırılması: bir hissəli (Yuyucu qarışdırıcı və sifonla quraşdırma) | dəst | 2 | 23.356 | 46.712 | 0% | 0 | 0% | 0 | 0% | 0
7 | Tək çanaqlı yuma vannası(40*40*25), ölçüləri 600*600*850 | ədəd | 2 | 304.7108 | 609.4216 | 0% | 0 | 0% | 0 | 0% | 0
8 | Çanaq üçün sifon boru | ədəd | 2 | 6.4424 | 12.8848 | 0% | 0 | 0% | 0 | 0% | 0
9 | Çanaq üçün sifon boru (Texnoloji avadanlıqlar üçün sifon) | ədəd | 3 | 6.4424 | 19.3272 | 0% | 0 | 0% | 0 | 0% | 0
10 | Trapların quraşdırılması diametri: 50 mm | dəst | 1 | 14.278 | 14.278 | 0% | 0 | 0% | 0 | 0% | 0
11 | Elektrik qaynaqlı polad borulardan istilik və su təchizatı boru kəmərlərinin çəkilməsi, diametri: 300 mm (futlyar D32x5.0mm) | m | 2 | 49.1926 | 98.3852 | 0% | 0 | 0% | 0 | 0% | 0
12 | Xarici diametri 325 mm, divarının qalınlığı 5,0 mm olan poladdan diametri 20 –dən 377 mm –dək, faskası çıxarılmış, düztikişli elektrik qaynaqlı polad borular | m | 2 | 90.8678 | 181.7356 | 0% | 0 | 0% | 0 | 0% | 0
13 | İstilik sistemi, su kəməri və isti su təchizatı boru kəmərlərinin hidravlik sınağı, boruların diametri: 400 mm-ə qədər | m | 2 | 1.7218 | 3.4436 | 0% | 0 | 0% | 0 | 0% | 0
2.18 | 4 çıxışlı Yanğın Deposu binası. Daxili su kəməri və kanalizasiya (K3T-Təzyiqli sistem) | 0 | [8 empty] | 0
1 | Polipropilen borulardan daxili su təchizatı və istilik sistemlərinin boru kəmərlərinin çəkilməsi: 40mm (Yüksək təzyiqə davamlı polietilen su borusu D32(38x2.5)) | m | 23 | 12.4522 | 286.4006 | 0% | 0 | 0% | 0 | 0% | 0
2 | Yüksək elastikliyə, geniş diapazonlu təzyiqə malik, standartlara cavab verən polietilen su və qaz borusu: diametri 40 mm, divarının qalınlığı 2,4 mm | m | 23 | 1.3118 | 30.1714 | 0% | 0 | 0% | 0 | 0% | 0
3 | Elektrik qaynaqlı polad borulardan istilik və su təchizatı boru kəmərlərinin çəkilməsi, diametri: 50 mm (D57x3.5mm) | m | 11 | 9.229 | 101.519 | 0% | 0 | 0% | 0 | 0% | 0
4 | Xarici diametri 57 mm, divarının qalınlığı 3,5 mm olan poladdan, faskası çıxarılmış, düztikişli elektrik qaynaqlı polad borular | m | 11 | 9.7064 | 106.7704 | 0% | 0 | 0% | 0 | 0% | 0
5 | İstilik sistemi, su kəməri və isti su təchizatı boru kəmərlərinin hidravlik sınağı, boruların diametri: 50 mm-ə qədər | m | 11 | 1.7218 | 18.9398 | 0% | 0 | 0% | 0 | 0% | 0
6 | Polad borulardan olan boru kəmərlərinə ventillərin, siyirtmələrin, sürgülərin, əks klapanların, keçid kranlarının qoyulması, boruların diametri: 50 mm-ə qədər (D50mm siyirtmə quraşdırılması) | ədəd | 2 | 25.4368 | 50.8736 | 0% | 0 | 0% | 0 | 0% | 0
7 | Polad siyirtmələr, 50 mm | ədəd | 2 | 106.3208 | 212.6416 | 0% | 0 | 0% | 0 | 0% | 0
8 | Poladdan qaynaq olunmuş yastı polad flanslar; təzyiqi 0,6 MPa (6 kqq/sm²), 50 mm diametrli | ədəd | 4 | 6.4424 | 25.7696 | 0% | 0 | 0% | 0 | 0% | 0
9 | Əks klapan D=50mm 16kq/sm² | ədəd | 2 | 120.8864 | 241.7728 | 0% | 0 | 0% | 0 | 0% | 0
10 | Polad siyirtmələr (və ya əks klapanlar), su kəməri üçün (Əks klapan D32mm) | ədəd | 3 | 69.1826 | 207.5478 | 0% | 0 | 0% | 0 | 0% | 0
11 | Diametri 32 mm olan 1,6 MPa (16 kqq/sm²) təzyiqli su üçün, muftalı keçid ventilləri | ədəd | 3 | 6.4424 | 19.3272 | 0% | 0 | 0% | 0 | 0% | 0
12 | Elektrik mühərrikli mərkəzdənqaçma nasoslarının qoyulması, aqreqatın kütləsi: 0,1 tona qədər | ədəd | 5 | 201.04 | 1005.2 | 0% | 0 | 0% | 0 | 0% | 0
13 | Dalğıc tipli drenaj su nasosu: Q=2.5 l/san= 9 m³/saat, H=3-5 m, N=1.0 kVt (Dalğıc nasos Q=8.0m3/saat N=0.55kw H=10.0) | ədəd | 5 | 765.1 | 3825.5 | 0% | 0 | 0% | 0 | 0% | 0
14 | Qısaqapanma rotorlu dəyişən cərəyanla işləyən yığılmış halda daxil olan lövhəli podşipnikli eletrik maşının sınağa, sazlama və buraxılışa təhvil verilməsi, elektrik şəbəkəsinə birləşdirilməsinə hazırlanması, kütləsi, t, qədər:0,15 | ədəd | 5 | 17.0932 | 85.466 | 0% | 0 | 0% | 0 | 0% | 0
2.19 | 4 çıxışlı Yanğın Deposu binası (İsitmə sistemi) | 0 | [8 empty] | 0
1 | Polipropilen borulardan daxili su təchizatı və istilik sistemlərinin boru kəmərlərinin çəkilməsi: 25mm | m | 320 | 14.023 | 4487.36 | 0% | 0 | 0% | 0 | 0% | 0
2 | Yüksək elastikliyə, geniş diapazonlu təzyiqə malik, standartlara cavab verən polietilen su və qaz borusu: diametri 25 mm, divarının qalınlığı 4,2 mm | m | 320 | 1.2404 | 396.928 | 0% | 0 | 0% | 0 | 0% | 0
3 | Polipropilen borulardan daxili su təchizatı və istilik sistemlərinin boru kəmərlərinin çəkilməsi: 32mm | m | 120 | 13.4212 | 1610.544 | 0% | 0 | 0% | 0 | 0% | 0
4 | Yüksək elastikliyə, geniş diapazonlu təzyiqə malik, standartlara cavab verən polietilen su və qaz borusu: diametri 32 mm, divarının qalınlığı 5,4 mm | m | 120 | 1.8728 | 224.736 | 0% | 0 | 0% | 0 | 0% | 0
5 | Polipropilen borulardan daxili su təchizatı və istilik sistemlərinin boru kəmərlərinin çəkilməsi: 40mm | m | 75 | 12.4522 | 933.915 | 0% | 0 | 0% | 0 | 0% | 0
6 | Yüksək elastikliyə, geniş diapazonlu təzyiqə malik, standartlara cavab verən polietilen su və qaz borusu: diametri 40 mm, divarının qalınlığı 6,7 mm | m | 75 | 2.801 | 210.075 | 0% | 0 | 0% | 0 | 0% | 0
7 | Polipropilen borulardan daxili su təchizatı və istilik sistemlərinin boru kəmərlərinin çəkilməsi: 50mm | m | 155 | 10.606 | 1643.93 | 0% | 0 | 0% | 0 | 0% | 0
8 | Yüksək elastikliyə, geniş diapazonlu təzyiqə malik, standartlara cavab verən polietilen su və qaz borusu: diametri 50 mm, divarının qalınlığı 8,3 mm | m | 155 | 4.2494 | 658.657 | 0% | 0 | 0% | 0 | 0% | 0
9 | Polipropilen borulardan daxili su təchizatı və istilik sistemlərinin boru kəmərlərinin çəkilməsi: 63mm | m | 60 | 11.7382 | 704.292 | 0% | 0 | 0% | 0 | 0% | 0
10 | Yüksək elastikliyə, geniş diapazonlu təzyiqə malik, standartlara cavab verən polietilen su və qaz borusu: diametri 63 mm, divarının qalınlığı 7,1 mm | m | 60 | 4.8818 | 292.908 | 0% | 0 | 0% | 0 | 0% | 0
11 | Elektrik qaynaqlı polad borulardan istilik və su təchizatı boru kəmərlərinin çəkilməsi, diametri: 65 mm | m | 85 | 10.3204 | 877.234 | 0% | 0 | 0% | 0 | 0% | 0
12 | Xarici diametri 76 mm, divarının qalınlığı 3,5 mm olan poladdan diametri 20–dən 377 mm–dək, faskası çıxarılmış, düztikişli elektrik qaynaqlı polad borular | m | 85 | 15.4286 | 1311.431 | 0% | 0 | 0% | 0 | 0% | 0
13 | Polipropilen borulardan daxili su təchizatı və istilik sistemlərinin boru kəmərlərinin çəkilməsi: 110mm | m | 43 | 16.2466 | 698.6038 | 0% | 0 | 0% | 0 | 0% | 0
14 | Yüksək elastikliyə malik, qırılma-çatlama-korroziyaya uğrama xüsusiyyətləri olmayan, mexaniki zərbələrə davamlı olan polietilen dirsək: DN 110, 45 dərəcə | ədəd | 43 | 8.7476 | 376.1468 | 0% | 0 | 0% | 0 | 0% | 0
15 | 3 seksiyalı istilik radiatoru h=0,5m | ədəd | 3 | 10 | 30 | 0% | 0 | 0% | 0 | 0% | 0
16 | 5 seksiyalı istilik radiatoru h=0,5m | ədəd | 3 | 12 | 36 | 0% | 0 | 0% | 0 | 0% | 0
17 | 6 seksiyalı istilik radiatoru h=0,5m | ədəd | 9 | 15 | 135 | 0% | 0 | 0% | 0 | 0% | 0
18 | 7 seksiyalı istilik radiatoru h=0,5m | ədəd | 5 | 18 | 90 | 0% | 0 | 0% | 0 | 0% | 0
19 | 8 seksiyalı istilik radiatoru h=0,5m | ədəd | 6 | 21 | 126 | 0% | 0 | 0% | 0 | 0% | 0
20 | 9 seksiyalı istilik radiatoru h=0,5m | ədəd | 5 | 25 | 125 | 0% | 0 | 0% | 0 | 0% | 0
21 | 10 seksiyalı istilik radiatoru h=0,5m | ədəd | 9 | 29 | 261 | 0% | 0 | 0% | 0 | 0% | 0
22 | 11 seksiyalı istilik radiatoru h=0,5m | ədəd | 5 | 31 | 155 | 0% | 0 | 0% | 0 | 0% | 0
23 | 12 seksiyalı istilik radiatoru h=0,5m | ədəd | 3 | 36 | 108 | 0% | 0 | 0% | 0 | 0% | 0
24 | 13 seksiyalı istilik radiatoru h=0,5m | ədəd | 1 | 39 | 39 | 0% | 0 | 0% | 0 | 0% | 0
25 | 14 seksiyalı istilik radiatoru h=0,5m | ədəd | 3 | 44 | 132 | 0% | 0 | 0% | 0 | 0% | 0
26 | 16 seksiyalı istilik radiatoru h=0,5m | ədəd | 2 | 46 | 92 | 0% | 0 | 0% | 0 | 0% | 0
27 | İstilik radiatorları, seksiya 572x75x96mm | ədəd | 464 | 17.1 | 7934.4 | 0% | 0 | 0% | 0 | 0% | 0
28 | Radial ventilyatorların qoyulması, kütləsi: 0,2 tona qədər (İstilik ventilyatorunun quraşdırılması) | ədəd | 4 | 140 | 560 | 0% | 0 | 0% | 0 | 0% | 0
29 | Kanal tipli hava sovurucu ventilyator Q=1050m³\h P=350 pa N=1.0Kw ~1 (İstilik ventilyatoru) | ədəd | 4 | 324.3254 | 1297.3016 | 0% | 0 | 0% | 0 | 0% | 0
30 | Radiator ventili 1/2x16 (kürəvari kran) | ədəd | 54 | 11.1 | 599.4 | 0% | 0 | 0% | 0 | 0% | 0
31 | Hava kranlarının qoyulması ( hava xaric edici) | dəst | 28 | 1.8952 | 53.0656 | 0% | 0 | 0% | 0 | 0% | 0
32 | Radiator hava klapanı,D=15 | ədəd | 28 | 9.1 | 254.8 | 0% | 0 | 0% | 0 | 0% | 0
33 | Havaaparıcıların qoyulması (Avtomatik hava buraxıcıların quraşdırılması D=15mm) | ədəd | 10 | 23.0602 | 230.602 | 0% | 0 | 0% | 0 | 0% | 0
34 | Avtomatik hava buraxıcılar D=15mm | ədəd | 10 | 0.1 | 1 | 0% | 0 | 0% | 0 | 0% | 0
35 | Diametri 15 mm olan 1,6 MPa (16 kqq/sm²) təzyiqli su üçün, muftalı keçid ventilləri | ədəd | 20 | 3.3212 | 66.424 | 0% | 0 | 0% | 0 | 0% | 0
36 | Ventil, 20mm | ədəd | 4 | 4.8818 | 19.5272 | 0% | 0 | 0% | 0 | 0% | 0
37 | Diametri 32 mm olan 1,6 MPa (16 kqq/sm²) təzyiqli su üçün, muftalı keçid ventilləri | ədəd | 14 | 6.4424 | 90.1936 | 0% | 0 | 0% | 0 | 0% | 0
38 | Diametri 40 mm olan 1,6 MPa (16 kqq/sm²) təzyiqli su üçün, muftalı keçid ventilləri | ədəd | 2 | 8.5232 | 17.0464 | 0% | 0 | 0% | 0 | 0% | 0
39 | Ventil, 50mm | ədəd | 2 | 10.0838 | 20.1676 | 0% | 0 | 0% | 0 | 0% | 0
40 | Çuqun ventillər, 80mm (D75mm) | ədəd | 5 | 11.6444 | 58.222 | 0% | 0 | 0% | 0 | 0% | 0
41 | Süzgəclərin qoyulması, diametri: 65 mm (D75mm) | ədəd | 1 | 695.1382 | 695.1382 | 0% | 0 | 0% | 0 | 0% | 0
42 | Süzgəclərin qoyulması, diametri: 25 mm (D15mm) | ədəd | 4 | 640.507 | 2562.028 | 0% | 0 | 0% | 0 | 0% | 0
43 | Polad borulardan olan boru kəmərlərinə ventillərin, siyirtmələrin, sürgülərin, əks klapanların, keçid kranlarının qoyulması, boruların diametri: 25 mm-ə qədər | ədəd | 4 | 35.137 | 140.548 | 0% | 0 | 0% | 0 | 0% | 0
44 | Üç girişli ventil, 220 V ,16 ATM,1 m-lik kabelli,yarım zqonlu,çöl diş yivli,ölçüləri 3/4" (servomotorlu) (İdarəedici mexanizm olan 3 gedişli tənzimləyici klapan) | ədəd | 4 | 350.1 | 1400.4 | 0% | 0 | 0% | 0 | 0% | 0
45 | Termostatlı radiator ventili ; 1/2 düyümlü | ədəd | 55 | 30.1 | 1655.5 | 0% | 0 | 0% | 0 | 0% | 0
46 | Manometrlərin qoyulması: üç gedişli kranlı | dəst | 11 | 3.2416 | 35.6576 | 0% | 0 | 0% | 0 | 0% | 0
47 | Manometr | ədəd | 11 | 13.205 | 145.255 | 0% | 0 | 0% | 0 | 0% | 0
48 | Düz və künc termometrlərinin çərçivədə qoyulması | dəst | 2 | 4.4656 | 8.9312 | 0% | 0 | 0% | 0 | 0% | 0
49 | Termometr Hiqrometr elektron | ədəd | 2 | 16.1732 | 32.3464 | 0% | 0 | 0% | 0 | 0% | 0
50 | Penopoliuretandan (yarımsilindrlərlə və seqmentlərlə) ədədi məmulatlarla boru kəməri səthlərinin izolyasiya edilməsi | m(3) | 2.92 | 508.2436 | 1484.0713 | 0% | 0 | 0% | 0 | 0% | 0
2.2 | 4 çıxışlı Yanğın Deposu binası (Ventilyasiya sistemi) | 0 | [8 empty] | 0
1 | Radial ventilyatorların qoyulması, kütləsi: 0,2 tona qədər | ədəd | 10 | 13.814 | 138.14 | 0% | 0 | 0% | 0 | 0% | 0
2 | Kanal tipli ventilyator L=400 m3/saat N=0.1 kvt (Kanal tipli ventilyator L=350 m3/saat N=0.158 kvt ) | ədəd | 3 | 101.3636 | 304.0908 | 0% | 0 | 0% | 0 | 0% | 0
3 | Sovurucu ventilyator 3000m³/s (Hava sorucu oxlu ventilyator L=400 m3/saat N=0.064 kvt ) | ədəd | 3 | 692.831 | 2078.493 | 0% | 0 | 0% | 0 | 0% | 0
4 | Kanal tipli hava sorucu ventilyator 3000 m³/saat (Hava sorucu ventilyator) | ədəd | 2 | 1680.3236 | 3360.6472 | 0% | 0 | 0% | 0 | 0% | 0
5 | Oxlu ventilyator (L=95m3/saat, H=35Pa, N=0.014 kVt) (Məişət ventilyatoru N=0.014 ) | ədəd | 2 | 73.487 | 146.974 | 0% | 0 | 0% | 0 | 0% | 0
6 | Polad jalüz qəfəslərin qoyulması: tənzimləyici (RR), 1 saylı, 100x200 mm ölçülü (150x150 ) | ədəd | 7 | 15.4102 | 107.8714 | 0% | 0 | 0% | 0 | 0% | 0
7 | Polad jalüz qəfəslərin qoyulması: tənzimləyici (RR), 4 saylı, 200x400 mm ölçülü (300x150 350x150) | ədəd | 6 | 17.5522 | 105.3132 | 0% | 0 | 0% | 0 | 0% | 0
8 | Jalüz qəfəslərin qoyulması, təmiz sahəsi: 0,5 m²-ə qədər | ədəd | 4 | 31.516 | 126.064 | 0% | 0 | 0% | 0 | 0% | 0
9 | İşçi zonaya hava vermək üçün nəzərdə tututlmuş havapaylayıcıların qoyulması, kütləsi: 20 kq-a qədər (diffuzorların quraşdırılması ) | ədəd | 12 | 18.919 | 227.028 | 0% | 0 | 0% | 0 | 0% | 0
10 | Paslanmaz polad diffuzor jalüz 150x150mm (diffuzor ) | ədəd | 12 | 12.6848 | 152.2176 | 0% | 0 | 0% | 0 | 0% | 0
11 | Şaxtalar üzərində polad vərəqdən dairəvi en kəsikli çətirlərin qoyulması, diametri: 200 mm | ədəd | 4 | 21.6934 | 86.7736 | 0% | 0 | 0% | 0 | 0% | 0
12 | Şaxtalar üzərində polad vərəqdən dairəvi en kəsikli çətirlərin qoyulması, diametri: 315 mm (400mm) | ədəd | 2 | 2.3644 | 4.7288 | 0% | 0 | 0% | 0 | 0% | 0
13 | Flanslı elastik taxma D=65mm (Ventilyatorlar üçün elastik taxma) | ədəd | 10 | 10.298 | 102.98 | 0% | 0 | 0% | 0 | 0% | 0
14 | Sinklənmiş polad vərəqlərdən və N (normal) sinifli alüminiumdan havaötürücü xətlərin çəkilməsi, qalınlığı: 0,5 mm, diametri 200 mm-ə qədər | m(2) | 35.1 | 39.625 | 1390.8375 | 0% | 0 | 0% | 0 | 0% | 0
15 | Sinklənmiş polad vərəqlərdən və N (normal) sinifli alüminiumdan havaötürücü xətlərin çəkilməsi, qalınlığı: 0,6 mm, diametri 355 mm-ə qədər | m(2) | 22 | 37.6768 | 828.8896 | 0% | 0 | 0% | 0 | 0% | 0
16 | Sinklənmiş polad vərəqlərdən və N (normal) sinifli alüminiumdan havaötürücü xətlərin çəkilməsi, qalınlığı: 0,6 mm, diametri 450 mm-ə qədər | m(2) | 35.2 | 35.4328 | 1247.2346 | 0% | 0 | 0% | 0 | 0% | 0
17 | Elastik hava kəməri Dn100 | m | 6 | 17.8868 | 107.3208 | 0% | 0 | 0% | 0 | 0% | 0
2.21 | 4 çıxışlı Yanğın Deposu binası (Kondisionerləşmə) | 0 | [8 empty] | 0
18 | Split-sistemlərin divar üstü növlü daxili blokunun quraşdırılması, gücü: 5 kVt qədər | dəst | 13 | 68.3176 | 888.1288 | 0% | 0 | 0% | 0 | 0% | 0
19 | Split tipli divar kondisioneri (gücü (kVt): 2,5 gücü (BTU): 9000 ) (Qs=2.17kvt; Qs=2.6kvt) | ədəd | 13 | 684.5792 | 8899.5296 | 0% | 0 | 0% | 0 | 0% | 0
20 | Split tipli divar kondisioneri (gücü (kVt): 3,5 gücü (BTU): 12000) (Qs=3.18 kvt və Qs=4.62kvt) | ədəd | 3 | 754.7654 | 2264.2962 | 0% | 0 | 0% | 0 | 0% | 0
21 | Split-sistemlərin divar üstü növlü daxili blokunun quraşdırılması, gücü: 8 kVt qədər | dəst | 2 | 76.396 | 152.792 | 0% | 0 | 0% | 0 | 0% | 0
22 | Split tipli kondisioner,gərginlik 24 v, 50HZ 24000BTU | ədəd | 2 | 1628.0384 | 3256.0768 | 0% | 0 | 0% | 0 | 0% | 0
2.22 | 4 çıxışlı Yanğın Deposu binası (Elektrik güc avadanlıqları) | 0 | [8 empty] | 0
1 | İşıq şkafı (Metal şkaf ölçüsü (1000x600x600)mm) | ədəd | 1 | 199.9568 | 199.9568 | 0% | 0 | 0% | 0 | 0% | 0
2 | Asma idarəetmə şkafı (pult), hündürlüyü, eni və dərinliyi, mm, qədər:900 x 600 x 500 | ədəd | 1 | 39.523 | 39.523 | 0% | 0 | 0% | 0 | 0% | 0
3 | 3FAZ C TİPİ 400A AVTOMAT AÇAR, | ədəd | 1 | 344.532 | 344.532 | 0% | 0 | 0% | 0 | 0% | 0
4 | 3FAZ C TİPİ 100A AVTOMAT AÇAR, | ədəd | 1 | 146.4 | 146.4 | 0% | 0 | 0% | 0 | 0% | 0
5 | 3FAZ C TİPİ 80A AVTOMAT AÇAR, | ədəd | 1 | 133.85 | 133.85 | 0% | 0 | 0% | 0 | 0% | 0
6 | 3FAZ C TİPİ 63A AVTOMAT AÇAR, | ədəd | 3 | 37.3 | 111.9 | 0% | 0 | 0% | 0 | 0% | 0
7 | 3FAZ C TİPİ 50A AVTOMAT AÇAR, | ədəd | 1 | 32.45 | 32.45 | 0% | 0 | 0% | 0 | 0% | 0
8 | 3FAZ C TİPİ 40A AVTOMAT AÇAR, | ədəd | 1 | 25.8126 | 25.8126 | 0% | 0 | 0% | 0 | 0% | 0
9 | 3FAZ C TİPİ 25A AVTOMAT AÇAR, | ədəd | 5 | 22.5 | 112.5 | 0% | 0 | 0% | 0 | 0% | 0
10 | 3FAZ C TİPİ 20A AVTOMAT AÇAR, | ədəd | 2 | 21.79 | 43.58 | 0% | 0 | 0% | 0 | 0% | 0
11 | 3FAZ C TİPİ 16A AVTOMAT AÇAR, | ədəd | 1 | 21.498 | 21.498 | 0% | 0 | 0% | 0 | 0% | 0
12 | Cihaz və ya aparat | ədəd | 16 | 13.8704 | 221.9264 | 0% | 0 | 0% | 0 | 0% | 0
13 | Daxili elektrik təchizatı üçün elektrik sayğacı (Sayğac 380V, 5A) | ədəd | 1 | 438.2 | 438.2 | 0% | 0 | 0% | 0 | 0% | 0
14 | Hazır vəziyyətdə quraşdırılmış sayğaclar üçfazalı | ədəd | 1 | 37.3582 | 37.3582 | 0% | 0 | 0% | 0 | 0% | 0
15 | Daxili elektrik təchizatı üçün cərəyan transfarmatoru (400/5 A transformasiya nisbətli, dəqiqlik sinfi 0,5 olan, nominal gücü minimum 100 VA olan, 0,4 kV şəbəkə üçün nəzərdə tutulmuş cərəyan transformatoru) | ədəd | 3 | 24.0174 | 72.0522 | 0% | 0 | 0% | 0 | 0% | 0
16 | Cərəyan transformatoru, gərginlik kV, qədər: 10 | ədəd | 3 | 37.445 | 112.335 | 0% | 0 | 0% | 0 | 0% | 0
17 | 3FAZ C TİPİ 400A AVTOMAT AÇAR, (Ehtiyatın avtomatik qoşulması 380V, 400A EAQ) | ədəd | 1 | 21.79 | 21.79 | 0% | 0 | 0% | 0 | 0% | 0
18 | Divar və ya sütunda konstruksiya üzərində quraşdırılan bir-, iki-, üçpolyuslu avtomat, cərəyan, A, qədər:400 (Ehtiyatın avtomatik qoşulması) | ədəd | 1 | 28.232 | 28.232 | 0% | 0 | 0% | 0 | 0% | 0
19 | Daxili elektrik təchizatı üçün paylayıcı lövhə (Metal şkaf ölçüsü (600x400x250)mm) | ədəd | 1 | 24.0174 | 24.0174 | 0% | 0 | 0% | 0 | 0% | 0
20 | Asma idarəetmə şkafı (pult), hündürlüyü, eni və dərinliyi, mm, qədər:600 x 600 x 350 | ədəd | 1 | 19.97 | 19.97 | 0% | 0 | 0% | 0 | 0% | 0
21 | 3FAZ C TİPİ 50A AVTOMAT AÇAR, | ədəd | 1 | 5.3922 | 5.3922 | 0% | 0 | 0% | 0 | 0% | 0
22 | 3FAZ C TİPİ 32A AVTOMAT AÇAR, | ədəd | 1 | 5.3922 | 5.3922 | 0% | 0 | 0% | 0 | 0% | 0
23 | 3FAZ C TİPİ 25A AVTOMAT AÇAR, | ədəd | 3 | 25.8126 | 77.4378 | 0% | 0 | 0% | 0 | 0% | 0
24 | 3FAZ C TİPİ 20A AVTOMAT AÇAR, | ədəd | 1 | 21.498 | 21.498 | 0% | 0 | 0% | 0 | 0% | 0
25 | 1FAZ C TİPİ 10A AVTOMAT AÇAR, | ədəd | 1 | 5.3412 | 5.3412 | 0% | 0 | 0% | 0 | 0% | 0
26 | Cihaz və ya aparat | ədəd | 7 | 12.6566 | 88.5962 | 0% | 0 | 0% | 0 | 0% | 0
27 | Avtomatik qoşulan ehtiyat qurğusu 3x40A (Ehtiyatın avtomatik qoşulması 380V, 50A EAQ) | ədəd | 1 | 5.3922 | 5.3922 | 0% | 0 | 0% | 0 | 0% | 0
28 | Divar və ya sütunda konstruksiya üzərində quraşdırılan bir-, iki-, üçpolyuslu avtomat, cərəyan, A, qədər:100 | ədəd | 1 | 51.0312 | 51.0312 | 0% | 0 | 0% | 0 | 0% | 0
29 | Daxili elektrik təchizatı üçün paylayıcı lövhə (Metal şkaf ölçüsü (600x400x250)mm PQ1) | ədəd | 1 | 21.498 | 21.498 | 0% | 0 | 0% | 0 | 0% | 0
30 | Asma idarəetmə şkafı (pult), hündürlüyü, eni və dərinliyi, mm, qədər:600 x 600 x 350 | ədəd | 1 | 19.97 | 19.97 | 0% | 0 | 0% | 0 | 0% | 0
31 | 3FAZ C TİPİ 32A AVTOMAT AÇAR, | ədəd | 1 | 5.3412 | 5.3412 | 0% | 0 | 0% | 0 | 0% | 0
32 | 1FAZ C TİPİ 25A AVTOMAT AÇAR, | ədəd | 1 | 5.3922 | 5.3922 | 0% | 0 | 0% | 0 | 0% | 0
33 | 1FAZ C TİPİ 16A AVTOMAT AÇAR, | ədəd | 7 | 5.3922 | 37.7454 | 0% | 0 | 0% | 0 | 0% | 0
34 | 1FAZ C TİPİ 10A AVTOMAT AÇAR, | ədəd | 6 | 133.85 | 803.1 | 0% | 0 | 0% | 0 | 0% | 0
35 | Cihaz və ya aparat | ədəd | 15 | 28.7624 | 431.436 | 0% | 0 | 0% | 0 | 0% | 0
36 | Daxili elektrik təchizatı üçün paylayıcı lövhə (Metal şkaf ölçüsü (600x400x250)mm PQ2) | ədəd | 1 | 5.3412 | 5.3412 | 0% | 0 | 0% | 0 | 0% | 0
37 | Asma idarəetmə şkafı (pult), hündürlüyü, eni və dərinliyi, mm, qədər:600 x 600 x 350 | ədəd | 1 | 19.97 | 19.97 | 0% | 0 | 0% | 0 | 0% | 0
38 | 3FAZ C TİPİ 40A AVTOMAT AÇAR, | ədəd | 1 | 5.3922 | 5.3922 | 0% | 0 | 0% | 0 | 0% | 0
39 | 3FAZ C TİPİ 16A AVTOMAT AÇAR, (3FAZ C TİPİ 10A AVTOMAT AÇAR) | ədəd | 2 | 5.3922 | 10.7844 | 0% | 0 | 0% | 0 | 0% | 0
40 | 1FAZ C TİPİ 25A AVTOMAT AÇAR, | ədəd | 1 | 21.79 | 21.79 | 0% | 0 | 0% | 0 | 0% | 0
41 | 1FAZ C TİPİ 16A AVTOMAT AÇAR, | ədəd | 12 | 21.498 | 257.976 | 0% | 0 | 0% | 0 | 0% | 0
42 | 1FAZ C TİPİ 10A AVTOMAT AÇAR, | ədəd | 10 | 5.3922 | 53.922 | 0% | 0 | 0% | 0 | 0% | 0
43 | Cihaz və ya aparat | ədəd | 26 | 12.6566 | 329.0716 | 0% | 0 | 0% | 0 | 0% | 0
44 | Daxili elektrik təchizatı üçün paylayıcı lövhə (Metal şkaf ölçüsü (600x400x250)mm) | ədəd | 1 | 32.45 | 32.45 | 0% | 0 | 0% | 0 | 0% | 0
45 | Asma idarəetmə şkafı (pult), hündürlüyü, eni və dərinliyi, mm, qədər:600 x 600 x 350 | ədəd | 1 | 37.1288 | 37.1288 | 0% | 0 | 0% | 0 | 0% | 0
46 | 3FAZ C TİPİ 63A AVTOMAT AÇAR, | ədəd | 1 | 5.3412 | 5.3412 | 0% | 0 | 0% | 0 | 0% | 0
47 | 3FAZ C TİPİ 16A AVTOMAT AÇAR, | ədəd | 1 | 5.3922 | 5.3922 | 0% | 0 | 0% | 0 | 0% | 0
48 | 1FAZ C TİPİ 25A AVTOMAT AÇAR, | ədəd | 1 | 5.3922 | 5.3922 | 0% | 0 | 0% | 0 | 0% | 0
49 | 1FAZ C TİPİ 20A AVTOMAT AÇAR, Qütb sayı: 1; | ədəd | 2 | 32.45 | 64.9 | 0% | 0 | 0% | 0 | 0% | 0
50 | 1FAZ C TİPİ 16A AVTOMAT AÇAR, | ədəd | 16 | 7.9932 | 127.8912 | 0% | 0 | 0% | 0 | 0% | 0
51 | 1FAZ C TİPİ 10A AVTOMAT AÇAR, | ədəd | 6 | 5.3412 | 32.0472 | 0% | 0 | 0% | 0 | 0% | 0
52 | Cihaz və ya aparat | ədəd | 27 | 12.6566 | 341.7282 | 0% | 0 | 0% | 0 | 0% | 0
53 | Maqnit işəsalıcı (Maqnit işə salıcı rele ilə 380V) | ədəd | 1 | 5.3922 | 5.3922 | 0% | 0 | 0% | 0 | 0% | 0
54 | Divar və ya sütunda konstruksiya üzərində quraşdırılan ümumi təyinatlı bir maqnitli buraxıcı qurğudan ibarət yığma, cərəyan, A, qədər 40 | ədəd | 1 | 36.3944 | 36.3944 | 0% | 0 | 0% | 0 | 0% | 0
55 | Düyməli post "Start-Stop"(İdarəetmə düyməsi) | ədəd | 1 | 7.9932 | 7.9932 | 0% | 0 | 0% | 0 | 0% | 0
56 | Divar və ya sütunda konstruksiya üzərində quraşdırılan ümumi təyinatlı düyməli bir neçə idarəetmə postlarından ibarət yığma, post elementlərinin sayı, qədər:3 | ədəd | 1 | 31.788 | 31.788 | 0% | 0 | 0% | 0 | 0% | 0
57 | 0,6/1,0 kV-luq güc kabeli 5х4 | m | 0.5 | 7.6 | 3.8 | 0% | 0 | 0% | 0 | 0% | 0
58 | Daxili elektrik təchizatı üçün paylayıcı lövhə (Metal şkaf ölçüsü (600x400x250)mm PQ4) | ədəd | 1 | 5.3922 | 5.3922 | 0% | 0 | 0% | 0 | 0% | 0
59 | Asma idarəetmə şkafı (pult), hündürlüyü, eni və dərinliyi, mm, qədər:600 x 600 x 350 | ədəd | 1 | 36.4188 | 36.4188 | 0% | 0 | 0% | 0 | 0% | 0
60 | 3FAZ C TİPİ 80A AVTOMAT AÇAR, | ədəd | 1 | 21.498 | 21.498 | 0% | 0 | 0% | 0 | 0% | 0
61 | 3FAZ C TİPİ 16A AVTOMAT AÇAR, | ədəd | 1 | 5.3922 | 5.3922 | 0% | 0 | 0% | 0 | 0% | 0
62 | 1FAZ C TİPİ 25A AVTOMAT AÇAR, | ədəd | 1 | 425.9 | 425.9 | 0% | 0 | 0% | 0 | 0% | 0
63 | 1FAZ C TİPİ 20A AVTOMAT AÇAR, Qütb sayı: 1; | ədəd | 4 | 21.79 | 87.16 | 0% | 0 | 0% | 0 | 0% | 0
64 | 1FAZ C TİPİ 16A AVTOMAT AÇAR, | ədəd | 20 | 21.498 | 429.96 | 0% | 0 | 0% | 0 | 0% | 0
65 | 1FAZ C TİPİ 10A AVTOMAT AÇAR, | ədəd | 6 | 5.3922 | 32.3532 | 0% | 0 | 0% | 0 | 0% | 0
66 | Cihaz və ya aparat | ədəd | 33 | 12.6566 | 417.6678 | 0% | 0 | 0% | 0 | 0% | 0
67 | Maqnit işəsalıcı (Maqnit işə salıcı rele ilə 380V) | ədəd | 1 | 21.79 | 21.79 | 0% | 0 | 0% | 0 | 0% | 0
68 | Divar və ya sütunda konstruksiya üzərində quraşdırılan ümumi təyinatlı bir maqnitli buraxıcı qurğudan ibarət yığma, cərəyan, A, qədər 40 | ədəd | 1 | 35.3924 | 35.3924 | 0% | 0 | 0% | 0 | 0% | 0
69 | Düyməli post "Start-Stop"(İdarəetmə düyməsi) | ədəd | 1 | 5.3922 | 5.3922 | 0% | 0 | 0% | 0 | 0% | 0
70 | Divar və ya sütunda konstruksiya üzərində quraşdırılan ümumi təyinatlı düyməli bir neçə idarəetmə postlarından ibarət yığma, post elementlərinin sayı, qədər:3 | ədəd | 1 | 15.3902 | 15.3902 | 0% | 0 | 0% | 0 | 0% | 0
71 | 0,6/1,0 kV-luq güc kabeli 5х4 | m | 0.5 | 7.6 | 3.8 | 0% | 0 | 0% | 0 | 0% | 0
72 | Daxili elektrik təchizatı üçün paylayıcı lövhə (Metal şkaf ölçüsü (600x400x250)mm) | ədəd | 1 | 51.812 | 51.812 | 0% | 0 | 0% | 0 | 0% | 0
73 | Asma idarəetmə şkafı (pult), hündürlüyü, eni və dərinliyi, mm, qədər:600 x 600 x 350 | ədəd | 1 | 36.4222 | 36.4222 | 0% | 0 | 0% | 0 | 0% | 0
74 | 3FAZ C TİPİ 20A AVTOMAT AÇAR, | ədəd | 1 | 20.79 | 20.79 | 0% | 0 | 0% | 0 | 0% | 0
75 | 3FAZ C TİPİ 16A AVTOMAT AÇAR, | ədəd | 1 | 20.498 | 20.498 | 0% | 0 | 0% | 0 | 0% | 0
76 | 1FAZ C TİPİ 16A AVTOMAT AÇAR, | ədəd | 6 | 4.3922 | 26.3532 | 0% | 0 | 0% | 0 | 0% | 0
77 | 1FAZ C TİPİ 10A AVTOMAT AÇAR, | ədəd | 11 | 4.3922 | 48.3142 | 0% | 0 | 0% | 0 | 0% | 0
78 | Cihaz və ya aparat | ədəd | 19 | 14.8798 | 282.7162 | 0% | 0 | 0% | 0 | 0% | 0
79 | Maqnit işəsalıcı (Maqnit işə salıcı rele ilə 380V) | ədəd | 1 | 15.8876 | 15.8876 | 0% | 0 | 0% | 0 | 0% | 0
80 | Divar və ya sütunda konstruksiya üzərində quraşdırılan ümumi təyinatlı bir maqnitli buraxıcı qurğudan ibarət yığma, cərəyan, A, qədər 40 | ədəd | 1 | 29.629 | 29.629 | 0% | 0 | 0% | 0 | 0% | 0
81 | Düyməli post "Start-Stop" (İdarəetmə düyməsi) | ədəd | 1 | 13.9904 | 13.9904 | 0% | 0 | 0% | 0 | 0% | 0
82 | Divar və ya sütunda konstruksiya üzərində quraşdırılan ümumi təyinatlı düyməli bir neçə idarəetmə postlarından ibarət yığma, post elementlərinin sayı, qədər:3 | ədəd | 1 | 21.2038 | 21.2038 | 0% | 0 | 0% | 0 | 0% | 0
83 | 0,6/1,0 kV-luq güc kabeli 5х4 | m | 0.5 | 7.6 | 3.8 | 0% | 0 | 0% | 0 | 0% | 0
84 | Daxili elektrik təchizatı üçün paylayıcı lövhə (Metal şkaf ölçüsü (600x400x250)mm PQÇ) | ədəd | 1 | 51.812 | 51.812 | 0% | 0 | 0% | 0 | 0% | 0
85 | Asma idarəetmə şkafı (pult), hündürlüyü, eni və dərinliyi, mm, qədər:600 x 600 x 350 | ədəd | 1 | 36.4222 | 36.4222 | 0% | 0 | 0% | 0 | 0% | 0
86 | 3FAZ C TİPİ 50A AVTOMAT AÇAR, | ədəd | 1 | 31.45 | 31.45 | 0% | 0 | 0% | 0 | 0% | 0
87 | 3FAZ C TİPİ 25A AVTOMAT AÇAR, | ədəd | 2 | 21.5 | 43 | 0% | 0 | 0% | 0 | 0% | 0
88 | 1FAZ C TİPİ 25A AVTOMAT AÇAR, | ədəd | 1 | 4.3412 | 4.3412 | 0% | 0 | 0% | 0 | 0% | 0
89 | 1FAZ C TİPİ 16A AVTOMAT AÇAR, | ədəd | 1 | 4.3922 | 4.3922 | 0% | 0 | 0% | 0 | 0% | 0
90 | 1FAZ C TİPİ 10A AVTOMAT AÇAR, | ədəd | 1 | 4.3922 | 4.3922 | 0% | 0 | 0% | 0 | 0% | 0
91 | Cihaz və ya aparat | ədəd | 6 | 14.8798 | 89.2788 | 0% | 0 | 0% | 0 | 0% | 0
92 | Daxili elektrik təchizatı üçün paylayıcı lövhə (Metal şkaf ölçüsü (600x400x250)mm PQM) | ədəd | 1 | 51.812 | 51.812 | 0% | 0 | 0% | 0 | 0% | 0
93 | Asma idarəetmə şkafı (pult), hündürlüyü, eni və dərinliyi, mm, qədər:600 x 600 x 350 | ədəd | 1 | 36.4222 | 36.4222 | 0% | 0 | 0% | 0 | 0% | 0
94 | 3FAZ C TİPİ 50A AVTOMAT AÇAR, | ədəd | 1 | 31.45 | 31.45 | 0% | 0 | 0% | 0 | 0% | 0
95 | 1FAZ C TİPİ 40A AVTOMAT AÇAR, | ədəd | 1 | 6.9932 | 6.9932 | 0% | 0 | 0% | 0 | 0% | 0
96 | 1FAZ C TİPİ 25A AVTOMAT AÇAR, | ədəd | 1 | 4.3412 | 4.3412 | 0% | 0 | 0% | 0 | 0% | 0
97 | 1FAZ C TİPİ 16A AVTOMAT AÇAR, | ədəd | 8 | 4.3922 | 35.1376 | 0% | 0 | 0% | 0 | 0% | 0
98 | 1FAZ C TİPİ 10A AVTOMAT AÇAR, | ədəd | 1 | 4.3922 | 4.3922 | 0% | 0 | 0% | 0 | 0% | 0
99 | Cihaz və ya aparat | ədəd | 12 | 14.8798 | 178.5576 | 0% | 0 | 0% | 0 | 0% | 0
100 | Ştepsel rozetkası-yerlə birləşdirmə, (Ştepsel rozetkası-yerlə birləşdirmə 220V, 10A və 16A) | ədəd | 125 | 3.9434 | 492.925 | 0% | 0 | 0% | 0 | 0% | 0
101 | Ştepsel rozetkalar, TORPAQLI RAZETKA 2Lİ (Ştepsel rozetkası-yerlə birləşdirmə, 2-li 220V, 10A) | ədəd | 24 | 4.4126 | 105.9024 | 0% | 0 | 0% | 0 | 0% | 0
102 | Ştepsel rozetkalar, Modul tipli, (Ştepsel rozetkası-yerlə birləşdirmə, 220V, 25A) | ədəd | 10 | 5.198 | 51.98 | 0% | 0 | 0% | 0 | 0% | 0
103 | Ştepsel rozetkası: gizli üsulla elektrik şəbəkəsinin çəkilməsi zamanı, batıqlı tipli | ədəd | 159 | 4.5064 | 716.5176 | 0% | 0 | 0% | 0 | 0% | 0
104 | Germetik ştepsel rozetkası | ədəd | 30 | 5.1878 | 155.634 | 0% | 0 | 0% | 0 | 0% | 0
105 | Ştepsel rozetkası: yarımgermetik və germetik | ədəd | 30 | 9.178 | 275.34 | 0% | 0 | 0% | 0 | 0% | 0
106 | Elektrik QUTUSU, (Rozetkalar üçün qutu) | ədəd | 189 | 0.9 | 170.1 | 0% | 0 | 0% | 0 | 0% | 0
107 | Paylayıcı qutu, ELEKTRIK MONTAJ QUTUSU 100x100mm (Budaqlanma qutusu) | ədəd | 70 | 0.9 | 63 | 0% | 0 | 0% | 0 | 0% | 0
108 | 3FAZ C TİPİ 25A AVTOMAT AÇAR, (Avtomat açar 380V, 25A) | ədəd | 2 | 21.5 | 43 | 0% | 0 | 0% | 0 | 0% | 0
109 | 1FAZ C TİPİ 40A AVTOMAT AÇAR, (Avtomat açar 220V, 40A) | ədəd | 1 | 6.9932 | 6.9932 | 0% | 0 | 0% | 0 | 0% | 0
110 | Cihaz və ya aparat | ədəd | 3 | 14.8798 | 44.6394 | 0% | 0 | 0% | 0 | 0% | 0
111 | Elektrik açarı (Paket açarı 380V, 6A) | ədəd | 2 | 4.9736 | 9.9472 | 0% | 0 | 0% | 0 | 0% | 0
112 | Cihaz və ya aparat | ədəd | 2 | 14.8798 | 29.7596 | 0% | 0 | 0% | 0 | 0% | 0
113 | Naqil üçün Qırçınlı PLASTİK yanmaz Boru (d= 25mm) 50m (PVC boru D25) | m | 2510 | 0.9 | 2259 | 0% | 0 | 0% | 0 | 0% | 0
114 | Quraşdırılmış konstruksiyalar üzrə viniplast boru, döşəmənin əsası üzrə, diametri, mm, qədər: 25 | m | 2510 | 2.242 | 5627.42 | 0% | 0 | 0% | 0 | 0% | 0
115 | Yüksək elastikliyə, geniş diapazonlu təzyiqə malik, standartlara cavab verən polietilen su və qaz borusu: diametri 32 mm, divarının qalınlığı 3 mm, (PVC boru D32) | m | 232 | 1.2098 | 280.6736 | 0% | 0 | 0% | 0 | 0% | 0
116 | Yüksək elastikliyə, geniş diapazonlu təzyiqə malik, standartlara cavab verən polietilen su və qaz borusu: diametri 50 mm, divarının qalınlığı 3 mm, (PVC boru D50) | m | 50 | 1.8728 | 93.64 | 0% | 0 | 0% | 0 | 0% | 0
117 | Quraşdırılmış konstruksiyalar üzrə viniplast boru, döşəmənin əsası üzrə, diametri, mm, qədər: 50 | m | 282 | 2.548 | 718.536 | 0% | 0 | 0% | 0 | 0% | 0
118 | Metal boru 25mmx2mm | m | 60 | 2.7704 | 166.224 | 0% | 0 | 0% | 0 | 0% | 0
119 | Quraşdırılmış konstruksiyalar üzrə polad boru, hazır şırımlarda, döşəmənin əsası üzrə, diametri, mm, qədər:25 | m | 60 | 2.5582 | 153.492 | 0% | 0 | 0% | 0 | 0% | 0
120 | 0,6/1,0 kV-luq güc kabeli 3х2,5 | m | 90 | 5.1 | 459 | 0% | 0 | 0% | 0 | 0% | 0
121 | 0,6/1,0 kV-luq güc kabeli 3х4 | m | 2140 | 6.1 | 13054 | 0% | 0 | 0% | 0 | 0% | 0
122 | 0,6/1,0 kV-luq güc kabeli 3х10 | m | 25 | 9.1 | 227.5 | 0% | 0 | 0% | 0 | 0% | 0
123 | 0,6/1,0 kV-luq güc kabeli 4х4 | m | 60 | 5.1 | 306 | 0% | 0 | 0% | 0 | 0% | 0
124 | 0,6/1,0 kV-luq güc kabeli 5х4 | m | 30 | 7.6 | 228 | 0% | 0 | 0% | 0 | 0% | 0
125 | 1,0 kV-luq güc kabeli 3х2,5 | m | 60 | 2.3 | 138 | 0% | 0 | 0% | 0 | 0% | 0
126 | 1,0 kV-luq güc kabeli 5х4 | m | 105 | 5.41 | 568.05 | 0% | 0 | 0% | 0 | 0% | 0
127 | 1,0 kV-luq güc kabeli 5х6 | m | 60 | 6.221 | 373.26 | 0% | 0 | 0% | 0 | 0% | 0
128 | 1,0 kV-luq güc kabeli 5х10 | m | 70 | 10.21 | 714.7 | 0% | 0 | 0% | 0 | 0% | 0
129 | 1,0 kV-luq güc kabeli 5х16 | m | 162 | 15.41 | 2496.42 | 0% | 0 | 0% | 0 | 0% | 0
130 | 1,0 kV-luq güc kabeli 3х50+2х25 | m | 50 | 42.2 | 2110 | 0% | 0 | 0% | 0 | 0% | 0
131 | Ümumi hörmədə birinci birdamarlı və ya çoxdamarlı naqillərin çəkilmiş borulara dartılması, ümumi en kəsiyi, mm², qədər: 35 | m | 2852 | 1.412 | 4027.024 | 0% | 0 | 0% | 0 | 0% | 0
132 | 0,6/1,0 kV-luq güc kabeli 3х95+2х50 | m | 4 | 70.1 | 280.4 | 0% | 0 | 0% | 0 | 0% | 0
133 | Qoruyucu örtükdə naqil və ya iki-beş damarlı kabel: divarların və örtüklərin hazır kanallarında | m | 4 | 1.9462 | 7.7848 | 0% | 0 | 0% | 0 | 0% | 0
134 | Dairəvi polad, 16mm | kg | 14.5 | 1.424 | 20.648 | 0% | 0 | 0% | 0 | 0% | 0
135 | Dairəvi poladdan şaquli yerlə birləşdirici, diametri, mm:16 | ədəd | 3 | 11.116 | 33.348 | 0% | 0 | 0% | 0 | 0% | 0
136 | Polad zolaq 25x4mm | m | 5 | 4.943 | 24.715 | 0% | 0 | 0% | 0 | 0% | 0
137 | Döşəmənin birləşdirici qatında gizli ötürücü: zolaq şəkilli poladdan, en kəsiyi 100 mm² | m | 5 | 2.2726 | 11.363 | 0% | 0 | 0% | 0 | 0% | 0
138 | Polad zolaq 40x4mm | m | 15 | 7.3808 | 110.712 | 0% | 0 | 0% | 0 | 0% | 0
139 | Üfüqi yerlə birləşdirici:zolaq şəkilli poladdan, en kəsiyi 160 mm² | m | 15 | 2.242 | 33.63 | 0% | 0 | 0% | 0 | 0% | 0
2.23 | 4 çıxışlı Yanğın Deposu binası (Elektrik işıqlanması) | 0 | [8 empty] | 0
1 | LED PANEL ASILQANLI 600X600mm (LED lampalı çıraq 220V, 36 Vt, , 600x600mm) | ədəd | 179 | 34.4312 | 6163.1848 | 0% | 0 | 0% | 0 | 0% | 0
2 | LED PANEL 600X600mm (LED lampalı çıraq 220V, 22 Vt, , 300x300mm) | ədəd | 43 | 29.8514 | 1283.6102 | 0% | 0 | 0% | 0 | 0% | 0
3 | LED lampalı çıraq 220V, 18 Vt, , 300x300mm | ədəd | 28 | 26.21 | 733.88 | 0% | 0 | 0% | 0 | 0% | 0
4 | Led tipli çıraq. (LED lampalı çıraq 220V, 40 Vt, , 200x600mm) | ədəd | 14 | 45.6818 | 639.5452 | 0% | 0 | 0% | 0 | 0% | 0
5 | Lampa Led, diod tipli, ANBAR İŞIQLANDIRCI 150W (LED lampalı çıraq 220V, 15 Vt, , 300x300mm) | ədəd | 12 | 22.8848 | 274.6176 | 0% | 0 | 0% | 0 | 0% | 0
6 | Led tipli çıraq 19Vt (LED lampalı çıraq 220V, 150 Vt, ) | ədəd | 22 | 90.7148 | 1995.7256 | 0% | 0 | 0% | 0 | 0% | 0
7 | LED lampalı çıraq 220V, 10 Vt lampa ilə dəst | ədəd | 37 | 23.9252 | 885.2324 | 0% | 0 | 0% | 0 | 0% | 0
8 | Lüminesent və ya civə lampalı çılçıraqlar (LED lampalı çıraq 220V, 20 Vt) | ədəd | 4 | 18.305 | 73.22 | 0% | 0 | 0% | 0 | 0% | 0
9 | LED lampalı çıraq 220V, 20 Vt lampa ilə dəst | ədəd | 140 | 51.3122 | 7183.708 | 0% | 0 | 0% | 0 | 0% | 0
10 | LED, 1.7W 150 , Ø 50 MM (LED lampalı çıraq 220V, 24 Vt) | ədəd | 9 | 34.7066 | 312.3594 | 0% | 0 | 0% | 0 | 0% | 0
11 | Led tipli akkumlyatorlu çıraq 12Vt (LED lampalı çıraq 220V, 150 Vt, Qəza akkumulyatorlu) | ədəd | 3 | 100.5884 | 301.7652 | 0% | 0 | 0% | 0 | 0% | 0
12 | 3VT- luq Led tipli çıraq (LED lampalı çıraq 220V, 20 Vt, Qəza akkumulyatorlu) | ədəd | 4 | 54.6986 | 218.7944 | 0% | 0 | 0% | 0 | 0% | 0
13 | Led tipli çıraq. (LED lampalı çıraq 220V, 20 Vt, Qəza akkumulyatorlu) | ədəd | 11 | 45.6818 | 502.4998 | 0% | 0 | 0% | 0 | 0% | 0
14 | Özül detallarda quraşdırılan asma tavan çırağı, çıraqdakı lampaların sayı, qədər: 2 | ədəd | 506 | 14.0026 | 7085.3156 | 0% | 0 | 0% | 0 | 0% | 0
15 | Lüminesent və ya civə lampalı çılçıraqlar (LED lampalı spot 220V, 10Vt) | ədəd | 11 | 18.305 | 201.355 | 0% | 0 | 0% | 0 | 0% | 0
16 | Asma tavanlarda çıraqlar | ədəd | 11 | 14.6044 | 160.6484 | 0% | 0 | 0% | 0 | 0% | 0
17 | Asma çıraqlar, (Közərmə lampalı çıraq 15Vt) | ədəd | 7 | 12.9296 | 90.5072 | 0% | 0 | 0% | 0 | 0% | 0
18 | Yerli işıqlandırma çırağı | ədəd | 7 | 10.045 | 70.315 | 0% | 0 | 0% | 0 | 0% | 0
19 | Sadə işıqsız " EXİT " tablosu (Çıxış göstəricisi) Ölçüsü 50x50 | ədəd | 18 | 21.008 | 378.144 | 0% | 0 | 0% | 0 | 0% | 0
20 | Divar işıq işarələri | ədəd | 18 | 11.8504 | 213.3072 | 0% | 0 | 0% | 0 | 0% | 0
21 | Borusayaq kolbalı közərmə lampası, 25Vt (220V, 25Vt) | ədəd | 10 | 1.4444 | 14.444 | 0% | 0 | 0% | 0 | 0% | 0
22 | Borusayaq kolbalı közərmə lampası, 25Vt (24V, 25Vt) | ədəd | 8 | 1.6178 | 12.9424 | 0% | 0 | 0% | 0 | 0% | 0
23 | Borusayaq kolbalı közərmə lampası 15Vt (220V, 15Vt) | ədəd | 7 | 1.4444 | 10.1108 | 0% | 0 | 0% | 0 | 0% | 0
24 | Alçaldıcı transformator 220/12 V | dəst | 2 | 134.3912 | 268.7824 | 0% | 0 | 0% | 0 | 0% | 0
25 | Gücü aşağı salan transformatorlu qutu | ədəd | 2 | 16.8076 | 33.6152 | 0% | 0 | 0% | 0 | 0% | 0
26 | Elektrik açarları, (Bir qütblü bir səmtli gizli quröu üçün açar 220V, 6A) | ədəd | 7 | 3.9434 | 27.6038 | 0% | 0 | 0% | 0 | 0% | 0
27 | Elektrik açarı: gizli üsulla elektrik şəbəkəsinin çəkilməsi zamanı, birdilli, batıqlı tipli | ədəd | 7 | 3.7924 | 26.5468 | 0% | 0 | 0% | 0 | 0% | 0
28 | Elektrik açarları, (Bir qütblü iki səmtli gizli quröu üçün açar 220V, 6A) | ədəd | 61 | 4.1576 | 253.6136 | 0% | 0 | 0% | 0 | 0% | 0
29 | Elektrik açarları, Modul tipli (İki tərəfdən idarə olunan açar 220V, 6A) | ədəd | 14 | 4.4636 | 62.4904 | 0% | 0 | 0% | 0 | 0% | 0
30 | Elektrik açarı: gizli üsulla elektrik şəbəkəsinin çəkilməsi zamanı, ikidilli, batıqlı tipli | ədəd | 75 | 3.8536 | 289.02 | 0% | 0 | 0% | 0 | 0% | 0
31 | Elektrik açarları + Rozetka qapaqlı (Bir qütblü bir səmtli mühafizəli açar 220V, 6A ) | ədəd | 10 | 6.5444 | 65.444 | 0% | 0 | 0% | 0 | 0% | 0
32 | Elektrik açarı: yarımgermetik və germetik | ədəd | 10 | 9.1882 | 91.882 | 0% | 0 | 0% | 0 | 0% | 0
33 | Elektrik QUTUSU, (Açarlar üçün qutu) | ədəd | 92 | 0.9 | 82.8 | 0% | 0 | 0% | 0 | 0% | 0
34 | Paylayıcı qutu, ELEKTRIK MONTAJ QUTUSU 100x100mm (Budaqlanma qutusu) | ədəd | 50 | 0.9 | 45 | 0% | 0 | 0% | 0 | 0% | 0
35 | Naqil üçün Qırçınlı PLASTİK yanmaz Boru ( d= 25mm) t-50m | m | 5480 | 0.9 | 4932 | 0% | 0 | 0% | 0 | 0% | 0
36 | Quraşdırılmış konstruksiyalar üzrə viniplast boru, döşəmənin əsası üzrə, diametri, mm, qədər: 25 | m | 5480 | 2.242 | 12286.16 | 0% | 0 | 0% | 0 | 0% | 0
37 | 0,6/1,0 kV-luq güc kabeli 3х2,5 | m | 4900 | 5.1 | 24990 | 0% | 0 | 0% | 0 | 0% | 0
38 | 0,6/1,0 kV-luq güc kabeli 3х4 | m | 80 | 6.1 | 488 | 0% | 0 | 0% | 0 | 0% | 0
39 | 0,6/1,0 kV-luq güc kabeli 4х2,5 | m | 200 | 2.88 | 576 | 0% | 0 | 0% | 0 | 0% | 0
40 | 0,6/1,0 kV-luq güc kabeli 5х2,5 | m | 300 | 4.45 | 1335 | 0% | 0 | 0% | 0 | 0% | 0
41 | Ümumi hörmədə birinci birdamarlı və ya çoxdamarlı naqillərin çəkilmiş borulara dartılması, ümumi en kəsiyi, mm², qədər: 16 | m | 5480 | 2.038 | 11168.24 | 0% | 0 | 0% | 0 | 0% | 0
2.24 | 4 çıxışlı Yanğın Deposu binası (Yanğın siqnalizasiyası) | 0 | [8 empty] | 0
1 | Mərkəzi yanğın paneli, ( 32 zona) | ədəd | 1 | 2219.516 | 2219.516 | 0% | 0 | 0% | 0 | 0% | 0
2 | PS nəzarət-qəbul, işəsalma cihazları. Konsentrator:20 şualı baza bloku | ədəd | 1 | 172.6024 | 172.6024 | 0% | 0 | 0% | 0 | 0% | 0
3 | Ünvanlı mərkəzi yanğın cihazı 2 şualı (Təkrar yanğın cihazı) | ədəd | 1 | 1310.0534 | 1310.0534 | 0% | 0 | 0% | 0 | 0% | 0
4 | PS nəzarət-qəbul, işəsalma cihazları. Konsentrator:10 şualı baza bloku | ədəd | 1 | 120.6334 | 120.6334 | 0% | 0 | 0% | 0 | 0% | 0
5 | Yanğın siqnalizasiya sistemi üçün,tüstü xəbərverici (Tüstü xəbərverici ) | ədəd | 140 | 18.7844 | 2629.816 | 0% | 0 | 0% | 0 | 0% | 0
6 | Yanğın siqnalizasiya sistemi üçün, işıq-səsxəbərvericisini (İşıq-səs veren yanğın xəbərvericisi ) | ədəd | 4 | 22.9052 | 91.6208 | 0% | 0 | 0% | 0 | 0% | 0
7 | Avtomatik PS bildiriciləri: partlayışdan mühafizəli istilik, tüstü, işıq | ədəd | 144 | 28.1602 | 4055.0688 | 0% | 0 | 0% | 0 | 0% | 0
8 | Yanğın siqnalizasiya sistemi üçün,əl ilə işləyən xəbərverici (Əl ilə xəbərverici ) | ədəd | 5 | 22.9052 | 114.526 | 0% | 0 | 0% | 0 | 0% | 0
9 | Avtomatik bildiricilər: şüşədə quraşdırılan zərbə- kontaktlı, kontaktsız elektromaqnit və ya pyezoelektrik | ədəd | 5 | 12.187 | 60.935 | 0% | 0 | 0% | 0 | 0% | 0
10 | Telefon, LAN, koaksial kabel 2x2x0,8 (Kabel 2x2x0.8) | m | 1330 | 0.9 | 1197 | 0% | 0 | 0% | 0 | 0% | 0
11 | Ümumi hörmədə birinci birdamarlı və ya çoxdamarlı naqillərin çəkilmiş borulara dartılması, ümumi en kəsiyi, mm², qədər: 16 | m | 420 | 2.038 | 855.96 | 0% | 0 | 0% | 0 | 0% | 0
12 | Qoruyucu örtükdə naqil və ya iki-beş damarlı kabel: divarların və örtüklərin hazır kanallarında | m | 910 | 1.9462 | 1771.042 | 0% | 0 | 0% | 0 | 0% | 0
13 | Yanğın siqnalizasiya sistemi üçün, akkumlyator (Akkumlyator batareyası 12v7.8A) | ədəd | 1 | 39.4292 | 39.4292 | 0% | 0 | 0% | 0 | 0% | 0
14 | Ultrasəs qurğuları: qidalandırma və nəzarət bloku | ədəd | 1 | 53.7826 | 53.7826 | 0% | 0 | 0% | 0 | 0% | 0
15 | Yanğın siqnalizasiya sistemi üçün,baza(Baza) | ədəd | 140 | 2.6786 | 375.004 | 0% | 0 | 0% | 0 | 0% | 0
16 | Naqil en kəsiyi 2,5mm² (Naqil 3x2,5mm² ) | m | 25 | 0.9 | 22.5 | 0% | 0 | 0% | 0 | 0% | 0
17 | Ümumi hörmədə birinci birdamarlı və ya çoxdamarlı naqillərin çəkilmiş borulara dartılması, ümumi en kəsiyi, mm², qədər: 16 | m | 25 | 2.038 | 50.95 | 0% | 0 | 0% | 0 | 0% | 0
18 | Naqil üçün Qırçınlı PLASTİK Yanmaz Boru ( d= 20mm) t-50m (Viniplast boru D20mm) | m | 20 | 0.9 | 18 | 0% | 0 | 0% | 0 | 0% | 0
19 | Naqil üçün Qırçınlı PLASTİK yanmaz Boru ( d= 25mm) t-50m | m | 400 | 0.9 | 360 | 0% | 0 | 0% | 0 | 0% | 0
20 | Quraşdırılmış konstruksiyalar üzrə viniplast boru, döşəmənin əsası üzrə, diametri, mm, qədər: 25 | m | 420 | 2.242 | 941.64 | 0% | 0 | 0% | 0 | 0% | 0
21 | Qarışıq tüstü və karbonmonooksit detektoru optik/termal sensoru özündə birləşdirən CO detektoru - fərqli irəli/geri, işıq səpmə texnologiyasından istifadə edir. Aşkarlana bilən qaz - Dəm; Aşkarlama metodu: Sabit Temperatur, Fotoelektrik, Proqramlaşdırıla bilən, Artış dərəcəsi; Termal Reytinq: Proqramlaşdırıla bilən. Çəki: 0.30 lb; Ölçülər: 2.00 x 4.00 x 4.00 düym; | ədəd | 12 | 423.6632 | 5083.9584 | 0% | 0 | 0% | 0 | 0% | 0
22 | Stasionar metal detektorları, tağşəkilli tipli | ədəd | 12 | 25.5388 | 306.4656 | 0% | 0 | 0% | 0 | 0% | 0
2.25 | 4 çıxışlı Yanğın Deposu binası (Videomüşahidə sistemi) | 0 | [8 empty] | 0
1 | Videoregistratorr (İP Videoqeydiyyat cihazı 32 kanallı) | ədəd | 1 | 505.9976 | 505.9976 | 0% | 0 | 0% | 0 | 0% | 0
2 | Videonəzarət qurğusu | ədəd | 1 | 31.2712 | 31.2712 | 0% | 0 | 0% | 0 | 0% | 0
3 | Videomüşahidə sistemi üçün xarici İP 2MP kamera (Gece/gündüz rəngli videokamera (xarici)) | dəst | 5 | 93.1016 | 465.508 | 0% | 0 | 0% | 0 | 0% | 0
4 | Videomüşahidə sistemi üçün daxili ip 2MP kamera (Gece/gündüz rəngli videokamera (daxili)) | dəst | 13 | 82.7792 | 1076.1296 | 0% | 0 | 0% | 0 | 0% | 0
5 | Videomüşahidə kameraları: kronşteynlərdə | ədəd | 4 | 47.1057 | 188.4227 | 0% | 0 | 0% | 0 | 0% | 0
6 | Videomüşahidə kameraları: fiksajlanmış | ədəd | 14 | 41.1244 | 575.7416 | 0% | 0 | 0% | 0 | 0% | 0
7 | Switch 24 portlu | ədəd | 1 | 579.2846 | 579.2846 | 0% | 0 | 0% | 0 | 0% | 0
8 | Üç proqramla yayım üçün mühafizə filterləri | ədəd | 1 | 42.0526 | 42.0526 | 0% | 0 | 0% | 0 | 0% | 0
9 | HDMİ kabel,4K ultra HD 60Hz tezlikli,Ölçüsü:15,2 m | ədəd | 2 | 72.365 | 144.73 | 0% | 0 | 0% | 0 | 0% | 0
10 | Alümin kabel ucluqları (Birləşmələr) | ədəd | 36 | 0.9 | 32.4 | 0% | 0 | 0% | 0 | 0% | 0
11 | Naqil üçün Qırçınlı PLASTİK Yanmaz Boru ( d= 20mm) t-50m (Kabel borusu qofra D20mm) | m | 320 | 0.9 | 288 | 0% | 0 | 0% | 0 | 0% | 0
12 | Quraşdırılmış konstruksiyalar üzrə viniplast boru, döşəmənin əsası üzrə, diametri, mm, qədər: 25 | m | 320 | 2.242 | 717.44 | 0% | 0 | 0% | 0 | 0% | 0
13 | Monitor 43 (Monitor 43 diaqonal) | ədəd | 1 | 1499.0084 | 1499.0084 | 0% | 0 | 0% | 0 | 0% | 0
14 | Videomaqnitafon | ədəd | 1 | 56.6182 | 56.6182 | 0% | 0 | 0% | 0 | 0% | 0
15 | Videonəzarət kamerası üçün kronşteyn (Kronşteyn L=0.5m) | ədəd | 4 | 125.048 | 500.192 | 0% | 0 | 0% | 0 | 0% | 0
16 | Divar üzərində «PEREXOD» kronşteyni | ədəd | 4 | 13.411 | 53.644 | 0% | 0 | 0% | 0 | 0% | 0
17 | Şəbəkə kabeli 4x2x24 CAT6 (Kabel Cat 6 4x2x23 ) | m | 880 | 1.271 | 1118.48 | 0% | 0 | 0% | 0 | 0% | 0
18 | Ümumi hörmədə birinci birdamarlı və ya çoxdamarlı naqillərin çəkilmiş borulara dartılması, ümumi en kəsiyi, mm², qədər: 16 | m | 320 | 2.038 | 652.16 | 0% | 0 | 0% | 0 | 0% | 0
19 | Qoruyucu örtükdə naqil və ya iki-beş damarlı kabel: divarların və örtüklərin hazır kanallarında | m | 560 | 1.9462 | 1089.872 | 0% | 0 | 0% | 0 | 0% | 0
20 | Videoqeydiyyat cihazı üçün disk HDD 4Tb | ədəd | 2 | 103.4342 | 206.8684 | 0% | 0 | 0% | 0 | 0% | 0
2.26 | 4 çıxışlı Yanğın Deposu binası.Rabitə şəbəkəsi (Anons sistemi) | 0 | [8 empty] | 0
1 | İdarəetmə gücləndiricisi 180 vt (360vt) (İdarəetmə gücləndiricisi (360W) MP3 PLAYERLƏ | ədəd | 1 | 6381.2282 | 6381.2282 | 0% | 0 | 0% | 0 | 0% | 0
2 | Əsas gücləndirici (Gücləndirici (360W) | ədəd | 1 | 206.648 | 206.648 | 0% | 0 | 0% | 0 | 0% | 0
3 | Akkumulyator 12V/7A (Akkumulyator 12V/50A) | ədəd | 2 | 112.4 | 224.8 | 0% | 0 | 0% | 0 | 0% | 0
4 | Ultrasəs qurğuları: qidalandırma və nəzarət bloku | ədəd | 2 | 53.7826 | 107.5652 | 0% | 0 | 0% | 0 | 0% | 0
5 | Səsucaldan 3v-6v Tavan tipli Tezlik müdaxiləsi (-10dB) olçüləri 104x78mm (Səsucaldan 3w. ) | ədəd | 36 | 30.035 | 1081.26 | 0% | 0 | 0% | 0 | 0% | 0
6 | Fövqaladə hallarda anons sistemi üçün gücü 6VT olan səsucaldanlar(Səsucaldan 6w. ) | dəst | 19 | 39.4292 | 749.1548 | 0% | 0 | 0% | 0 | 0% | 0
7 | Səsucaldan yaxud səs «kolonkası»: dirəkdə yaxud damda, gücü 10 Vt-a qədər (Quraşdırma) | ədəd | 55 | 62.2078 | 3421.429 | 0% | 0 | 0% | 0 | 0% | 0
8 | Fövqaladə hallarda anons sistemi üçün mikrofon (Mikrofon) | dəst | 1 | 77.618 | 77.618 | 0% | 0 | 0% | 0 | 0% | 0
9 | Masaüstü səsucaldan | ədəd | 1 | 38.1664 | 38.1664 | 0% | 0 | 0% | 0 | 0% | 0
10 | Mikrofon üçün genişləndirici | ədəd | 1 | 210.779 | 210.779 | 0% | 0 | 0% | 0 | 0% | 0
11 | Yanğın xəbərveci sistemlərində istifadə olunan mikrofon. Bütün cihazlar tərəfindən dəstəklənir,Voltaj 2-10V,Həssaslıq 42dB (Mikrofon (yanğın zamanı avtomatik xəbərdarlıq)) | ədəd | 1 | 364.5848 | 364.5848 | 0% | 0 | 0% | 0 | 0% | 0
12 | Səsucaldan yaxud səs «kolonkası»: dirəkdə yaxud damda, gücü 10 Vt-a qədər (Mikrofon (yanğın zamanı avtomatik xəbərdarlıq) quraşdırma) | ədəd | 1 | 62.2078 | 62.2078 | 0% | 0 | 0% | 0 | 0% | 0
13 | 300/500V 2x1,5 telefon, LAN, koaksial kabel (Kabel 2x1.5) | m | 740 | 1.3526 | 1000.924 | 0% | 0 | 0% | 0 | 0% | 0
14 | Telefon, LAN, koaksial kabel U/UTP Cat 6 4х2х0,57 | m | 40 | 0.9 | 36 | 0% | 0 | 0% | 0 | 0% | 0
15 | Mikrofon kabeli (4x0.35) | m | 40 | 2.4848 | 99.392 | 0% | 0 | 0% | 0 | 0% | 0
16 | Ümumi hörmədə birinci birdamarlı və ya çoxdamarlı naqillərin çəkilmiş borulara dartılması, ümumi en kəsiyi, mm², qədər: 16 | m | 400 | 2.038 | 815.2 | 0% | 0 | 0% | 0 | 0% | 0
17 | Qoruyucu örtükdə naqil və ya iki-beş damarlı kabel: divarların və örtüklərin hazır kanallarında | m | 420 | 1.9462 | 817.404 | 0% | 0 | 0% | 0 | 0% | 0
18 | Naqil üçün Qırçınlı PLASTİK yanmaz Boru ( d= 25mm) t-50m | m | 400 | 0.9 | 360 | 0% | 0 | 0% | 0 | 0% | 0
19 | Quraşdırılmış konstruksiyalar üzrə viniplast boru, döşəmənin əsası üzrə, diametri, mm, qədər: 25 | m | 400 | 2.242 | 896.8 | 0% | 0 | 0% | 0 | 0% | 0
20 | Qəza qida mənbəyi (Qəza qida mənbəyi | ədəd | 1 | 743.4128 | 743.4128 | 0% | 0 | 0% | 0 | 0% | 0
21 | Ultrasəs qurğuları: qidalandırma və nəzarət bloku | ədəd | 1 | 53.7826 | 53.7826 | 0% | 0 | 0% | 0 | 0% | 0
2.27 | 4 çıxışlı Yanğın Deposu binası.Rabitə şəbəkəsi (Telefon və kompyuter şəbəkələri) | 0 | [8 empty] | 0
1 | Modem | ədəd | 1 | 131.2904 | 131.2904 | 0% | 0 | 0% | 0 | 0% | 0
2 | İP servis üçün qermetik divar tipli metal şkaf, 19 W=600mm D=400mm 600X400X915 (Telekommunikasiya şkafı 19") | ədəd | 1 | 884.8256 | 884.8256 | 0% | 0 | 0% | 0 | 0% | 0
3 | Lövhə və pultlar, kütləsi: 100 kq–a qədər | ədəd | 1 | 139.5442 | 139.5442 | 0% | 0 | 0% | 0 | 0% | 0
4 | Switch 24 port | ədəd | 2 | 279.935 | 559.87 | 0% | 0 | 0% | 0 | 0% | 0
5 | Üç proqramla yayım üçün mühafizə filterləri | ədəd | 2 | 42.0526 | 84.1052 | 0% | 0 | 0% | 0 | 0% | 0
6 | İP servis otağında metal şkaf üçün rəflər, 19" 482x400x270 (Telekommunikasiya paneli 19") | ədəd | 1 | 159.167 | 159.167 | 0% | 0 | 0% | 0 | 0% | 0
7 | Lövhə və pultlar, kütləsi: 100 kq–a qədər | ədəd | 1 | 139.5442 | 139.5442 | 0% | 0 | 0% | 0 | 0% | 0
8 | İP servis otağında Fiber Optik kabellər üçün paylayıcı qutular, 19" 24 PORT Fiber Optical Box 482x280x44 | ədəd | 1 | 199.4264 | 199.4264 | 0% | 0 | 0% | 0 | 0% | 0
9 | Çıxarılan və qabağa çıxan bloklar (modullar, yuvacıqlar, TEZ), kütləsi: 5 kq–a qədər | ədəd | 1 | 13.2478 | 13.2478 | 0% | 0 | 0% | 0 | 0% | 0
10 | Rozetka + Telefon yuvalı | ədəd | 13 | 10.1858 | 132.4154 | 0% | 0 | 0% | 0 | 0% | 0
11 | Mikrofon rozetkası | ədəd | 13 | 12.6766 | 164.7958 | 0% | 0 | 0% | 0 | 0% | 0
12 | Rozetka+Elektrik açarları, (Kompyuter rozetkası) | ədəd | 23 | 9.4616 | 217.6168 | 0% | 0 | 0% | 0 | 0% | 0
13 | Mikrofon rozetkası | ədəd | 23 | 12.6766 | 291.5618 | 0% | 0 | 0% | 0 | 0% | 0
14 | Fiber optik sonlanma paneli 24 port (Optik panel) | ədəd | 1 | 98.2628 | 98.2628 | 0% | 0 | 0% | 0 | 0% | 0
15 | Çıxarılan və qabağa çıxan bloklar (modullar, yuvacıqlar, TEZ), kütləsi: 5 kq–a qədər | ədəd | 1 | 13.2478 | 13.2478 | 0% | 0 | 0% | 0 | 0% | 0
16 | Kabel orqanayzer 19" | ədəd | 2 | 16.1222 | 32.2444 | 0% | 0 | 0% | 0 | 0% | 0
17 | İP servis otağında metal şkaf üçün fanlar, 2fans, on/off 490x135x45 (Ventilyator blok ) | ədəd | 1 | 70.3964 | 70.3964 | 0% | 0 | 0% | 0 | 0% | 0
18 | Ventilyator | ədəd | 1 | 15.9508 | 15.9508 | 0% | 0 | 0% | 0 | 0% | 0
19 | Optik kabel 1x8 fiber optik | m | 50 | 1.475 | 73.75 | 0% | 0 | 0% | 0 | 0% | 0
20 | Telefon, LAN, koaksial kabel Cat 6-PVC 4x2x0,57 | m | 1580 | 1.1894 | 1879.252 | 0% | 0 | 0% | 0 | 0% | 0
21 | Qoruyucu örtükdə naqil və ya iki-beş damarlı kabel: divarların və örtüklərin hazır kanallarında | m | 1630 | 1.9462 | 3172.306 | 0% | 0 | 0% | 0 | 0% | 0
22 | Mini ATS (6 şəhər 16 daxili portlu) | ədəd | 1 | 420.3176 | 420.3176 | 0% | 0 | 0% | 0 | 0% | 0
23 | Telefon qurğusu (konsentrator) | ədəd | 1 | 451.0318 | 451.0318 | 0% | 0 | 0% | 0 | 0% | 0
24 | Xətlərin sazlanması: ATS-lə birləşdirilmə | ədəd | 1 | 10.1776 | 10.1776 | 0% | 0 | 0% | 0 | 0% | 0
2.28 | 4 çıxışlı Yanğın Deposu binası.Rabitə şəbəkəsi (Daxili televiziya sistemi) | 0 | [8 empty] | 0
1 | Wi-Fi Modem | ədəd | 2 | 45.6206 | 91.2412 | 0% | 0 | 0% | 0 | 0% | 0
2 | Antena | ədəd | 1 | 82.7792 | 82.7792 | 0% | 0 | 0% | 0 | 0% | 0
3 | Antena-fider traktı. Antenaların yustirlənməsi, gücləndirmə: 40 dB-ə qədər | ədəd | 1 | 18.868 | 18.868 | 0% | 0 | 0% | 0 | 0% | 0
4 | Gücü 1 Vt olan, efirdən qəbul edilməklə avtomatik xidmət etməyən televiziya retranslyatorları | dəst | 1 | 184.1794 | 184.1794 | 0% | 0 | 0% | 0 | 0% | 0
5 | Antenna dayağı (Televiziya dayağı hündürlüyü -5m) | ədəd | 1 | 144.7136 | 144.7136 | 0% | 0 | 0% | 0 | 0% | 0
6 | Əsas gücləndirici (Abunəçi gücləndirici) | ədəd | 1 | 206.648 | 206.648 | 0% | 0 | 0% | 0 | 0% | 0
7 | Multi switch 2x5 2 giriş 5 çıxışlı multisviç | ədəd | 2 | 62.1344 | 124.2688 | 0% | 0 | 0% | 0 | 0% | 0
8 | Üç proqramla yayım üçün mühafizə filterləri (FNQ) | ədəd | 2 | 42.0526 | 84.1052 | 0% | 0 | 0% | 0 | 0% | 0
9 | Telefon, LAN, koaksial kabel RG 6/U-6 (Televiziya kabeli) | m | 40 | 0.9 | 36 | 0% | 0 | 0% | 0 | 0% | 0
10 | Telefon, LAN, koaksial kabel (Televiziya kabeli magistral) | m | 400 | 2.8316 | 1132.64 | 0% | 0 | 0% | 0 | 0% | 0
11 | Qoruyucu örtükdə naqil və ya iki-beş damarlı kabel: divarların və örtüklərin hazır kanallarında | m | 440 | 1.9462 | 856.328 | 0% | 0 | 0% | 0 | 0% | 0
12 | Xətti gücləndirici L diapazonlu (Televiziya magistral xətti gücləndirici) | ədəd | 2 | 35.2982 | 70.5964 | 0% | 0 | 0% | 0 | 0% | 0
13 | Rozetka + TV yuvalı, (Televiziya rozetkası) | ədəd | 10 | 1.1894 | 11.894 | 0% | 0 | 0% | 0 | 0% | 0
14 | Mikrofon rozetkası | ədəd | 10 | 1.4222 | 14.222 | 0% | 0 | 0% | 0 | 0% | 0
15 | Katanka məftil, 8mm (Polad zolaq D-8mm) | kg | 12 | 1.526 | 18.312 | 0% | 0 | 0% | 0 | 0% | 0
16 | Polad zolaq 40x4mm | m | 20 | 7.3808 | 147.616 | 0% | 0 | 0% | 0 | 0% | 0
17 | Üfüqi yerlə birləşdirici:zolaq şəkilli poladdan, en kəsiyi 160 mm² | m | 20 | 2.242 | 44.84 | 0% | 0 | 0% | 0 | 0% | 0
18 | Dairəvi polad, 12mm | kg | 13.38 | 1.424 | 19.0531 | 0% | 0 | 0% | 0 | 0% | 0
19 | Üfüqi yerlə birləşdirici:dairəvi poladdan, diametri 12 mm | m | 15 | 2.4664 | 36.996 | 0% | 0 | 0% | 0 | 0% | 0
2.29 | 4 çıxışlı Yanğın Deposu binası.Rabitə şəbəkəsi (Səsləndirmə zal üçün) | 0 | [8 empty] | 0
1 | Səsgücləndirici E=200 Vt E=200 W (Səsgücləndiricilər 2x600W) | ədəd | 1 | 180.842 | 180.842 | 0% | 0 | 0% | 0 | 0% | 0
2 | Səsucaldan yaxud səs «kolonkası»: dirəkdə yaxud damda, gücü 10 Vt-a qədər (Quraşdırma) | ədəd | 1 | 62.2078 | 62.2078 | 0% | 0 | 0% | 0 | 0% | 0
3 | Sinxron tərcümə qulaqcıqları (CD/MP3 Pleer) | ədəd | 1 | 202.517 | 202.517 | 0% | 0 | 0% | 0 | 0% | 0
4 | Stereo maqnitafon | ədəd | 1 | 208.3126 | 208.3126 | 0% | 0 | 0% | 0 | 0% | 0
5 | Server şkaf, olçüləri 600x600 mm (Video wall üçün) (akt zalı 600x800) | ədəd | 1 | 523.5416 | 523.5416 | 0% | 0 | 0% | 0 | 0% | 0
6 | Kommutasiya şkafı | ədəd | 1 | 949.9546 | 949.9546 | 0% | 0 | 0% | 0 | 0% | 0
7 | Səsucaldan 30Vt (Kalonka divar tipli 30W) | ədəd | 2 | 149.8748 | 299.7496 | 0% | 0 | 0% | 0 | 0% | 0
8 | Səsucaldan yaxud səs «kolonkası»: dirəkdə yaxud damda, gücü 10 Vt-a qədər (Quraşdırma) | ədəd | 2 | 62.2078 | 124.4156 | 0% | 0 | 0% | 0 | 0% | 0
9 | Mikrofon kabeli (Mikrofon kabeli akt zalı 2x0.22) | m | 60 | 2.4848 | 149.088 | 0% | 0 | 0% | 0 | 0% | 0
10 | 300/500V 2x2,5 telefon, LAN, koaksial kabel (Kabel 2x2.5 akt zalı kalonkalar üçün) | m | 100 | 0.9 | 90 | 0% | 0 | 0% | 0 | 0% | 0
11 | Ümumi hörmədə birinci birdamarlı və ya çoxdamarlı naqillərin çəkilmiş borulara dartılması, ümumi en kəsiyi, mm², qədər: 16 | m | 55 | 2.038 | 112.09 | 0% | 0 | 0% | 0 | 0% | 0
12 | Qoruyucu örtükdə naqil və ya iki-beş damarlı kabel: divarların və örtüklərin hazır kanallarında | m | 105 | 1.9462 | 204.351 | 0% | 0 | 0% | 0 | 0% | 0
13 | Elan mikrofonu (Zal mikrafonu) | ədəd | 1 | 245.8772 | 245.8772 | 0% | 0 | 0% | 0 | 0% | 0
14 | Masaüstü səsucaldan | ədəd | 1 | 38.1664 | 38.1664 | 0% | 0 | 0% | 0 | 0% | 0
15 | Gücləndirici bloku (360W) (350W) (16 kanallı) | ədəd | 1 | 743.2904 | 743.2904 | 0% | 0 | 0% | 0 | 0% | 0
16 | Naqil üçün Qırçınlı PLASTİK yanmaz Boru ( d= 25mm) 50m (Kabel borusu D25mm) | m | 55 | 0.9 | 49.5 | 0% | 0 | 0% | 0 | 0% | 0
17 | Quraşdırılmış konstruksiyalar üzrə viniplast boru, döşəmənin əsası üzrə, diametri, mm, qədər: 25 | m | 55 | 2.242 | 123.31 | 0% | 0 | 0% | 0 | 0% | 0
2.3 | 4 çıxışlı Yanğın Deposu binası.Texnoloji avadanlıqlar (TX) | 0 | [8 empty] | 0
1 | Mətbəx mebeli | p/m | 2 | 247.9376 | 495.8752 | 0% | 0 | 0% | 0 | 0% | 0
2 | Elektrik çaynik,tutumu 10 L | ədəd | 1 | 130.2602 | 130.2602 | 0% | 0 | 0% | 0 | 0% | 0
3 | Mikrodalğalı soba | ədəd | 1 | 195.2954 | 195.2954 | 0% | 0 | 0% | 0 | 0% | 0
4 | Bir bölməli yuma vannası 600x600x800 | ədəd | 1 | 122.6 | 122.6 | 0% | 0 | 0% | 0 | 0% | 0
5 | Hündürlüyü 167 sm ,eni 60 sm ,dərinliyi 63 sm olan, dondurucu kamerası yuxarda yerləşən de frost məişət soyuducusu | ədəd | 1 | 671.156 | 671.156 | 0% | 0 | 0% | 0 | 0% | 0
6 | Sərin içkilər üçün soyuducu, ölçüləri 600x600x1800 | ədəd | 1 | 1672.4288 | 1672.4288 | 0% | 0 | 0% | 0 | 0% | 0
7 | Elektrik sterilizator 250x125x60 (Bıçaqların steriliza qabı) | ədəd | 1 | 132.3308 | 132.3308 | 0% | 0 | 0% | 0 | 0% | 0
8 | Su distilyatoru avtomatik | dəst | 1 | 617.4836 | 617.4836 | 0% | 0 | 0% | 0 | 0% | 0
9 | (Havaçəkən aspirator) divar tip filtrsiz, ölçüləri 1000*800*500 | ədəd | 1 | 284.066 | 284.066 | 0% | 0 | 0% | 0 | 0% | 0
10 | Paslanmayan stellaj, ölçüləri 1200x550x1600 | ədəd | 1 | 681.4784 | 681.4784 | 0% | 0 | 0% | 0 | 0% | 0
11 | Elektrik sobası 4 gözlü 60sm | ədəd | 1 | 346.0004 | 346.0004 | 0% | 0 | 0% | 0 | 0% | 0
12 | Stellaj dörd rəfli, ölçüləri 900*450*1800 (Təmiz qablar üçün) | ədəd | 2 | 247.9376 | 495.8752 | 0% | 0 | 0% | 0 | 0% | 0
13 | 1 masa və 4 oturacaqdan ibarət mətbəx masası | dəst | 4 | 351.1616 | 1404.6464 | 0% | 0 | 0% | 0 | 0% | 0
14 | Dəsmal qurudanlar,bərkidicilərlə (Əl qurudan) | dəst | 2 | 31.412 | 62.824 | 0% | 0 | 0% | 0 | 0% | 0
15 | Çarpayı 200x95sm, başlıq və yanlar döşəmə, somyalı | ədəd | 17 | 465.2282 | 7908.8794 | 0% | 0 | 0% | 0 | 0% | 0
16 | Çarpayı tumbası, 400x400x860mm | ədəd | 17 | 35.2676 | 599.5492 | 0% | 0 | 0% | 0 | 0% | 0
17 | Stul (yumşaq) 400x400x800 | ədəd | 26 | 46.1 | 1198.6 | 0% | 0 | 0% | 0 | 0% | 0
18 | Yumşaq divan (3 yerli) (210x80x73) sm; (Süni dəri, 25 kg/m3 Xrom ayaq h= 5 sm) | ədəd | 5 | 1133.6036 | 5668.018 | 0% | 0 | 0% | 0 | 0% | 0
19 | Hərəkətli iş masası (alt rəfli), ölçüləri 1200*600*850 | ədəd | 4 | 306.7712 | 1227.0848 | 0% | 0 | 0% | 0 | 0% | 0
20 | Stul (yumşaq) 400x400x800 (Dirsəkli stul) | ədəd | 8 | 46.1 | 368.8 | 0% | 0 | 0% | 0 | 0% | 0
21 | Kompyuter+monitor dəsti | ədəd | 5 | 1364.8172 | 6824.086 | 0% | 0 | 0% | 0 | 0% | 0
22 | Universal şkaf, sənədlər üçün, şüşəli ( Sənəd dolabı) (80x40x185) sm; (Korpus: laminat 18 mm, PVC 0,4 mm Üst qapılar: sadə şəffaf şüşə Petlə laminat qapıda vakkum, şüşə qapıda sadə Dəstək: xrom, 9,6 sm , ayparavari, orta hissəsi incə Ayaq lapa plastik, h=5sm Arxa lay DVP mat, içdən) | ədəd | 8 | 301.9262 | 2415.4096 | 0% | 0 | 0% | 0 | 0% | 0
23 | Paltar dolabı 2 qapaqlı 200x90x62sm, laminat | ədəd | 4 | 332.1794 | 1328.7176 | 0% | 0 | 0% | 0 | 0% | 0
24 | Stellaj dörd rəfli, ölçüləri 900*450*1800 | ədəd | 4 | 247.9376 | 991.7504 | 0% | 0 | 0% | 0 | 0% | 0
25 | Kürsü təkərli 830x790x1000 | ədəd | 2 | 92 | 184 | 0% | 0 | 0% | 0 | 0% | 0
26 | Ofis mebeli: İş masası – 160sm+200sm * 70sm * 75sm, kamod- 200sm*90sm*42sm, jurnal masası – 100sm*50sm*40sm (ön masa yan masa) | dəst | 1 | 1574.366 | 1574.366 | 0% | 0 | 0% | 0 | 0% | 0
27 | Sənəd və kitab dolabı 80x210x55sm | ədəd | 2 | 877.604 | 1755.208 | 0% | 0 | 0% | 0 | 0% | 0
28 | Kreslo, ofis üçün, rəhbər üçün, multi mexanizmli, başlıqlı, 4 pilləli, qazla qalxıb-enən, təkərli, dəridən | ədəd | 1 | 567.932 | 567.932 | 0% | 0 | 0% | 0 | 0% | 0
29 | Jurnal masa (60x40x45) sm; (Metal gövdə, toz boya Üst lay 18 mm laminat PVC 1 mm Plastik dabanlıqlar) | ədəd | 2 | 198.386 | 396.772 | 0% | 0 | 0% | 0 | 0% | 0
30 | 1-tumbalı iş masası (1200x700x750)mm; (Material: Laminat 18 mm, PVC təmas hissələrində 1 mm, qalan hissələrdə 0,4 mm Dəstək: xrom, 9,6 sm , ayparavari, orta hissəsi incə Ray teleskopik,vakkum Daban: domino) | ədəd | 1 | 350.1314 | 350.1314 | 0% | 0 | 0% | 0 | 0% | 0
31 | Kreslo, ofis üçün, rəhbər üçün, multi mexanizmli, başlıqlı, 4 pilləli, qazla qalxıb-enən, təkərli, parçadan | ədəd | 1 | 335.678 | 335.678 | 0% | 0 | 0% | 0 | 0% | 0
32 | Dolab geyim üçün 800x500x1800 | ədəd | 68 | 92 | 6256 | 0% | 0 | 0% | 0 | 0% | 0
33 | Skameyka 100x40x45sm, dəmir, taxta, boyalı | ədəd | 4 | 126.4148 | 505.6592 | 0% | 0 | 0% | 0 | 0% | 0
34 | İş masası (alt rəfli tək çəkməcəli), ölçüləri 2000*600*850 (İstehsalat masası) | ədəd | 1 | 464.708 | 464.708 | 0% | 0 | 0% | 0 | 0% | 0
35 | Eni 80 sm,uzunluğu(dərinlik) 60sm,hündürlüyü 75 sm olan,laminasya olunmuş DSP dən ibarət yazı masası (Tədris üçün masa) | ədəd | 15 | 216.9704 | 3254.556 | 0% | 0 | 0% | 0 | 0% | 0
36 | İş stolu, üçün arakəsmə (160x1,8x35) sm; (Laminat 18 mm, PVC 1 mm İki masa arasına vida ilə bağlanacaq) (köməkçi masa) | ədəd | 1 | 71.4266 | 71.4266 | 0% | 0 | 0% | 0 | 0% | 0
37 | Masa 75x150x65sm, dəmir ayaqlı, laminat, pərdəlikli (Stol) | ədəd | 1 | 145.448 | 145.448 | 0% | 0 | 0% | 0 | 0% | 0
38 | Yumşaq divan (2 yerli) (150x80x73) sm; (Süni dəri, 25 kg/m3 Xrom ayaq h= 5 sm)(Divan) | ədəd | 1 | 937.478 | 937.478 | 0% | 0 | 0% | 0 | 0% | 0
39 | Iş stolu 90x75x60 | ədəd | 1 | 263.4212 | 263.4212 | 0% | 0 | 0% | 0 | 0% | 0
40 | Yazı taxtası (600x900 mm) | ədəd | 1 | 62.216 | 62.216 | 0% | 0 | 0% | 0 | 0% | 0
41 | Loker dolabı 184x40x45sm, laminat (Divar şkafı) | ədəd | 1 | 189.4712 | 189.4712 | 0% | 0 | 0% | 0 | 0% | 0
42 | İş masası (alt rəfli tək çəkməcəli), ölçüləri 1600*700*850 (İstehsalat masası) | ədəd | 3 | 452.3252 | 1356.9756 | 0% | 0 | 0% | 0 | 0% | 0
43 | Asılqan 5 qarmaqlı (500x100) ; (Laminat 18 mm PVC 0,4 mm Asılqan qarmaq, Plastik, 5 ədəd) | ədəd | 4 | 122.5184 | 490.0736 | 0% | 0 | 0% | 0 | 0% | 0
44 | Televizor 32" Smart TV | ədəd | 4 | 517.3502 | 2069.4008 | 0% | 0 | 0% | 0 | 0% | 0
45 | Printer A4, Printer | ədəd | 4 | 148.1 | 592.4 | 0% | 0 | 0% | 0 | 0% | 0
46 | Maksimal yükləmə həddi 11 kq olan paltar yuyan maşın. | ədəd | 2 | 1578.497 | 3156.994 | 0% | 0 | 0% | 0 | 0% | 0
47 | Paslanmaz sifonlu yer trapı, ölçüləri (300x200x180) (Drenaj toru trap sifonlu) | ədəd | 2 | 28.2908 | 56.5816 | 0% | 0 | 0% | 0 | 0% | 0
48 | İki çanaqlı yuma vannası (50*50*30), ölçüləri 1200*700*850 | ədəd | 1 | 480.1916 | 480.1916 | 0% | 0 | 0% | 0 | 0% | 0
49 | Elektron ağırlıq tərəziləri üçün, çəki indiqatoru | ədəd | 1 | 481.2218 | 481.2218 | 0% | 0 | 0% | 0 | 0% | 0
50 | Dolab dezinfeksiya vasitələri üçün 450x350x900 | ədəd | 1 | 122.6 | 122.6 | 0% | 0 | 0% | 0 | 0% | 0
51 | Stellaj dörd rəfli, ölçüləri 900*450*1800 | ədəd | 1 | 247.9376 | 247.9376 | 0% | 0 | 0% | 0 | 0% | 0
52 | Səyyar qutu çirkli ağlar üçün 700x700x721 | ədəd | 2 | 32.84 | 65.68 | 0% | 0 | 0% | 0 | 0% | 0
2.31 | 4 çıxışlı Yanğın Deposu binası.Texnoloji avadanlıqlar (2-ci mərtəbə) | 0 | [8 empty] | 0
1 | İş masası (alt rəfli tək çəkməcəli), ölçüləri 2000*600*850 | ədəd | 1 | 464.708 | 464.708 | 0% | 0 | 0% | 0 | 0% | 0
2 | Ofis mebeli: İş masası – 160sm+200sm * 70sm * 75sm, kamod- 200sm*90sm*42sm, jurnal masası – 100sm*50sm*40sm (ön masa yan masa) | dəst | 1 | 1574.366 | 1574.366 | 0% | 0 | 0% | 0 | 0% | 0
3 | Kreslo, ofis üçün, rəhbər üçün, multi mexanizmli, başlıqlı, 4 pilləli, qazla qalxıb-enən, təkərli, dəridən | ədəd | 1 | 567.932 | 567.932 | 0% | 0 | 0% | 0 | 0% | 0
4 | Kreslo, ofis üçün, rəhbər üçün, multi mexanizmli, başlıqlı, 4 pilləli, qazla qalxıb-enən, təkərli, parçadan (Dirsəkli kreslo) | ədəd | 4 | 335.678 | 1342.712 | 0% | 0 | 0% | 0 | 0% | 0
5 | Tumba 3 siyirməli təkərli (mərkəzi kilidli), eni 42 sm, uzunluğu 40 sm, hündürlüyü 62 sm | ədəd | 3 | 201.4868 | 604.4604 | 0% | 0 | 0% | 0 | 0% | 0
6 | Kompyuter+monitor dəsti | ədəd | 14 | 1364.8172 | 19107.4408 | 0% | 0 | 0% | 0 | 0% | 0
7 | Dolab geyim üçün 800x500x1800 | ədəd | 2 | 92 | 184 | 0% | 0 | 0% | 0 | 0% | 0
8 | Televizor 32" Smart TV | ədəd | 1 | 517.3502 | 517.3502 | 0% | 0 | 0% | 0 | 0% | 0
9 | Yumşaq divan (3 yerli) (210x80x73) sm; (Süni dəri, 25 kg/m3 Xrom ayaq h= 5 sm) | ədəd | 2 | 1133.6036 | 2267.2072 | 0% | 0 | 0% | 0 | 0% | 0
10 | Oturacaq (müsafir üçün) | ədəd | 6 | 118.9076 | 713.4456 | 0% | 0 | 0% | 0 | 0% | 0
11 | Jurnal masa (60x40x45) sm; (Metal gövdə, toz boya Üst lay 18 mm laminat PVC 1 mm Plastik dabanlıqlar) | ədəd | 6 | 198.386 | 1190.316 | 0% | 0 | 0% | 0 | 0% | 0
12 | Eni 80 sm,uzunluğu(dərinlik) 60sm,hündürlüyü 75 sm olan,laminasya olunmuş DSP dən ibarət yazı masası (iş masası) | ədəd | 15 | 216.9704 | 3254.556 | 0% | 0 | 0% | 0 | 0% | 0
13 | Stul (yumşaq) 400x400x800 (kreslo dirsəkli) | ədəd | 16 | 46.1 | 737.6 | 0% | 0 | 0% | 0 | 0% | 0
14 | Toplantı (Müsafir) masası 320x110x75(h)sm (İclas masası) | ədəd | 2 | 1238.888 | 2477.776 | 0% | 0 | 0% | 0 | 0% | 0
15 | Yarı yumşaq oturacaq (470x465x740) mm, (Palata üçün yarı yumşaq oturacaq ; Metal, xrom ayaqlar, dikt, Süni dəri üzlük) (İclas zalı üçün stul) | ədəd | 4 | 182.9024 | 731.6096 | 0% | 0 | 0% | 0 | 0% | 0
16 | Printer 3 in 1 | ədəd | 1 | 306.7712 | 306.7712 | 0% | 0 | 0% | 0 | 0% | 0
17 | Printer Lazer 2500 page (Printer 4 in) | ədəd | 6 | 359.6174 | 2157.7044 | 0% | 0 | 0% | 0 | 0% | 0
18 | İş masası (dolablı alt rəfli sürgü qapılı), ölçüləri 1200*600*850 (Printer dolabı) | ədəd | 1 | 476.0606 | 476.0606 | 0% | 0 | 0% | 0 | 0% | 0
19 | Kreslo dönən (630x470x910) sm | ədəd | 5 | 444.8894 | 2224.447 | 0% | 0 | 0% | 0 | 0% | 0
20 | Universal şkaf, sənədlər üçün, şüşəli ( Sənəd dolabı) (80x40x185) sm; (Korpus: laminat 18 mm, PVC 0,4 mm Üst qapılar: sadə şəffaf şüşə Petlə laminat qapıda vakkum, şüşə qapıda sadə Dəstək: xrom, 9,6 sm , ayparavari, orta hissəsi incə Ayaq lapa plastik, h=5sm Arxa lay DVP mat, içdən) | ədəd | 14 | 301.9262 | 4226.9668 | 0% | 0 | 0% | 0 | 0% | 0
21 | Paltar dolabı 2 qapaqlı 200x90x62sm, laminat | ədəd | 12 | 332.1794 | 3986.1528 | 0% | 0 | 0% | 0 | 0% | 0
22 | Stellaj dörd rəfli, ölçüləri 900*450*1800 | ədəd | 18 | 247.9376 | 4462.8768 | 0% | 0 | 0% | 0 | 0% | 0
23 | Çarpayı 200x95sm, başlıq və yanlar döşəmə | ədəd | 8 | 465.2282 | 3721.8256 | 0% | 0 | 0% | 0 | 0% | 0
24 | Çarpayı tumbası, 400x400x860mm | ədəd | 8 | 35.2676 | 282.1408 | 0% | 0 | 0% | 0 | 0% | 0
25 | Yarı yumşaq oturacaq (470x465x740) mm, (Palata üçün yarı yumşaq oturacaq ; Metal, xrom ayaqlar Paralon, dikt, Süni dəri üzlük) | ədəd | 24 | 182.9024 | 4389.6576 | 0% | 0 | 0% | 0 | 0% | 0
26 | 1 Laylı paltar dolabı (60x40x185) sm; (Laminat 18 mm, PVC qapıda 1 mm, qalan hissələrdə 0,4 mm Petlə vakkum Dəstək: xrom, 9,6 sm , ayparavari, orta hissəsi incə Asılqan, papaq yeri Kilid 1 ədəd Ayaq xrom silindirik, h=5sm Arxa lay, içdən, DVP mat) | ədəd | 6 | 238.4414 | 1430.6484 | 0% | 0 | 0% | 0 | 0% | 0
27 | Toplantı masası 400x120x75sm | ədəd | 1 | 1808.6804 | 1808.6804 | 0% | 0 | 0% | 0 | 0% | 0
28 | Məşvərət zalı üçün kreslo (standart); Poliuretan içlik, üzəri parça gövdə metal, xrom) (Toplantı stolu) | ədəd | 7 | 277.8746 | 1945.1222 | 0% | 0 | 0% | 0 | 0% | 0
29 | Akt zalı üçün kreslo (standart) | ədəd | 55 | 318.134 | 17497.37 | 0% | 0 | 0% | 0 | 0% | 0
30 | Dəsmal qurudanlar,bərkidicilərlə (Əl qurudan) | dəst | 7 | 31.412 | 219.884 | 0% | 0 | 0% | 0 | 0% | 0
31 | Mətbəx mebeli | pagon metr | 1 | 247.9376 | 247.9376 | 0% | 0 | 0% | 0 | 0% | 0
32 | Elektrik çaynik,tutumu 10 L | ədəd | 1 | 130.2602 | 130.2602 | 0% | 0 | 0% | 0 | 0% | 0
33 | Mikrodalğalı soba | ədəd | 1 | 195.2954 | 195.2954 | 0% | 0 | 0% | 0 | 0% | 0
34 | Bir bölməli yuma vannası 600x600x800 | ədəd | 1 | 122.6 | 122.6 | 0% | 0 | 0% | 0 | 0% | 0
35 | Hündürlüyü 167 sm ,eni 60 sm ,dərinliyi 63 sm olan, dondurucu kamerası yuxarda yerləşən de frost məişət soyuducusu | ədəd | 1 | 671.156 | 671.156 | 0% | 0 | 0% | 0 | 0% | 0
3.1 | Nəzarətçi otağı (Torpaq işləri) | 0 | [8 empty] | 0
1 | Çalovun tutumu 0,5 (0,5-0,63)m3 olan “əks çalov”lu ekskavatorlarla qruntun xəndəklərdən kənara atılaraq qazılması, qruntun qrupu: 2 | m(3) | 32 | 0.9 | 28.8 | 0% | 0 | 0% | 0 | 0% | 0
2 | Dərinliyi 2 m-ə qədər olan yamaclı xəndəklərdə qruntun bərkitmələr olmadan əl ilə qazılması, qruntun qrupu: 2 | m(3) | 1 | 8.96 | 8.96 | 0% | 0 | 0% | 0 | 0% | 0
3 | Qruntu 5 m-ə qədər məsafəyə yerinin dəyişdirilməsi ilə çalaların və xəndəklərin buldozerlərlə doldurulması, buldozerin gücü: 59 (80) kVt (a.g.), 2-ci qrup qrunt | m(3) | 21 | 0.9 | 18.9 | 0% | 0 | 0% | 0 | 0% | 0
4 | Pnevmatik döyəcləyicilərlə qruntun sıxlaşdırılması, qruntun qrupu: 1, 2 | m(3) | 21 | 2 | 42 | 0% | 0 | 0% | 0 | 0% | 0
5 | Xəndəklərin, çalaların və çuxurların əl ilə doldurulması, qruntun qrupu: 2 | m(3) | 5 | 8.16 | 40.8 | 0% | 0 | 0% | 0 | 0% | 0
3.2 | Nəzarətçi otağı (Bünövrə) | 0 | [8 empty] | 0
1 | Bünövrə altı əsasların qurulması:çınqıllı | m(3) | 2.9 | 36.5 | 105.85 | 0% | 0 | 0% | 0 | 0% | 0
2 | Təbii qum-çınqıl qatışığı | m(3) | 2.9 | 26.72 | 77.488 | 0% | 0 | 0% | 0 | 0% | 0
3 | Beton hazırlıq qatının qurulması | m(3) | 0.64 | 124.1 | 79.424 | 0% | 0 | 0% | 0 | 0% | 0
4 | Lentvari bünövrələrin qurulması: dəmir-beton, yuxarı tərəfinin eni 1000 mm-ə qədər olduqda | m(3) | 1.92 | 177.7 | 341.184 | 0% | 0 | 0% | 0 | 0% | 0
5 | A-1 sinifli armatur (düyün ilə birlikdə) | ton | 0.034 | 1325.1 | 45.0534 | 0% | 0 | 0% | 0 | 0% | 0
6 | A-3 sinifli armatur (düyün ilə birlikdə) | ton | 0.092 | 1200.1 | 110.4092 | 0% | 0 | 0% | 0 | 0% | 0
7 | 390x190x188 mm ölçülərində mişarlanmış əhəng daşından bina və qurğuların bütöv divarlarının hörgüsü: 39 sm qalınlığında | m(2) | 7 | 52.936 | 370.552 | 0% | 0 | 0% | 0 | 0% | 0
8 | Yandan hidroizolyasiya: kərpic, beton və but hörgüsünün düzləndirilmiş səthi üzrə yaxmalı bitumlu 2 qat | m(2) | 21 | 3.67 | 77.07 | 0% | 0 | 0% | 0 | 0% | 0
9 | Bünövrə altı əsasların qurulması:qırmadaşlı | m(3) | 0.256 | 36.616 | 9.3737 | 0% | 0 | 0% | 0 | 0% | 0
10 | Döşənək qatlarının düzəldilməsi: betonlu (Beton döşəmə) | m(3) | 0.256 | 125.8456 | 32.2165 | 0% | 0 | 0% | 0 | 0% | 0
3.3 | Nəzarətçi otağı (D/b konstruksiyalar) | 0 | [8 empty] | 0
1 | Taxta qəlibdə dəmir-beton sütunların qurulması, hündürlüyü: 4 m-ə qədər, perimetri 2 m-ə qədər (b20) | m(3) | 1.56 | 271.504 | 423.5462 | 0% | 0 | 0% | 0 | 0% | 0
2 | A-1 sinifli armatur | ton | 0.111 | 1325.1 | 147.0861 | 0% | 0 | 0% | 0 | 0% | 0
3 | A-3 sinifli armatur | ton | 0.072 | 1200.1 | 86.4072 | 0% | 0 | 0% | 0 | 0% | 0
4 | Tirsiz örtüklərin qurulması, qalınlığı: 200 mm-ə qədər, dayaq meydançasından 6 m-ə qədər hündürlükdə (Mtv1,b20) | m(3) | 0.86 | 265 | 227.9 | 0% | 0 | 0% | 0 | 0% | 0
5 | A-1 sinifli armatur | ton | 0.005 | 1325.1 | 6.6255 | 0% | 0 | 0% | 0 | 0% | 0
6 | A-3 sinifli armatur | ton | 0.078 | 1200.1 | 93.6078 | 0% | 0 | 0% | 0 | 0% | 0
7 | Tirsiz örtüklərin qurulması, qalınlığı: 200 mm-ə qədər, dayaq meydançasından 6 m-ə qədər hündürlükdə (çətir,b20) | m(3) | 0.2 | 265 | 53 | 0% | 0 | 0% | 0 | 0% | 0
8 | A-1 sinifli armatur | ton | 0.01 | 1325.1 | 13.251 | 0% | 0 | 0% | 0 | 0% | 0
9 | A-3 sinifli armatur | ton | 0.048 | 1200.1 | 57.6048 | 0% | 0 | 0% | 0 | 0% | 0
10 | Kəmərlərin qurulması: qəlibdə (b20) | m(3) | 0.14 | 239.8918 | 33.5849 | 0% | 0 | 0% | 0 | 0% | 0
11 | A-1 sinifli armatur | ton | 0.017 | 1325.1 | 22.5267 | 0% | 0 | 0% | 0 | 0% | 0
12 | A-3 sinifli armatur | ton | 0.028 | 1200.1 | 33.6028 | 0% | 0 | 0% | 0 | 0% | 0
13 | Atmaların qurulması (b20) | m(3) | 0.29 | 349.1236 | 101.2458 | 0% | 0 | 0% | 0 | 0% | 0
14 | A-1 sinifli armatur | ton | 0.009 | 1325.1 | 11.9259 | 0% | 0 | 0% | 0 | 0% | 0
15 | A-3 sinifli armatur | ton | 0.015 | 1200.1 | 18.0015 | 0% | 0 | 0% | 0 | 0% | 0
3.4 | Nəzarətçi otağı (Divar və arakəsmələr) | 0 | [8 empty] | 0
1 | 390x190x188 mm ölçülərində mişarlanmış əhəng daşından yaşayış və ictimai binaların xarici divarlarının hörgüsü: 39 sm qalınlığında | m(2) | 16.5 | 41.92 | 691.68 | 0% | 0 | 0% | 0 | 0% | 0
2 | Divar hörgüsünün və digər konstruksiyaların armaturlanması | ton | 0.055 | 2150 | 118.25 | 0% | 0 | 0% | 0 | 0% | 0
3.5 | Nəzarətçi otağı (Dam örtüyü) | 0 | [8 empty] | 0
1 | Bir qat araqatı buxar izolyasiyasının düzəldilməsi | m(2) | 2.56 | 3.3436 | 8.5596 | 0% | 0 | 0% | 0 | 0% | 0
2 | Örtüyün isidilməsi: keramzitlə | m(3) | 0.154 | 114.1564 | 17.5801 | 0% | 0 | 0% | 0 | 0% | 0
3 | Sement-qum düzləndirici qatın hazırlanması: 15 mm qalınlığında | m(2) | 2.56 | 3.772 | 9.6563 | 0% | 0 | 0% | 0 | 0% | 0
4 | Sement-qum düzləndirici qatın hazırlanması: qalınlığın hər 1 mm dəyişməsinə əlavə etmək və ya çıxmaq (12-01-017-01)-ə | m(2) | 2.56 | 0.953 | 2.4397 | 0% | 0 | 0% | 0 | 0% | 0
5 | Çatıların qoyulması | m(3) | 0.23 | 803.4418 | 184.7916 | 0% | 0 | 0% | 0 | 0% | 0
6 | Hazır dayaq tirlər üzrə metal keramitdən dam örtüklərinin düzəldilməsi: orta mürəkkəbli | m(2) | 9.6 | 19.7758 | 189.8477 | 0% | 0 | 0% | 0 | 0% | 0
7 | Novların düzəldilməsi: asma | m | 12.8 | 14.3188 | 183.2806 | 0% | 0 | 0% | 0 | 0% | 0
8 | Metal su axıdıcı sistemin qurulması: düz boru bağlantıları (PVC 100 mm) | m | 6.6 | 9.0556 | 59.767 | 0% | 0 | 0% | 0 | 0% | 0 |  |  | 50.99%
9 | Yüksək elastikliyə, geniş diapazonlu təzyiqə malik, standartlara cavab verən polietilen su və qaz borusu: diametri 110 mm, divarının qalınlığı 2,7 mm | m | 6.6 | 3.6884 | 24.3434 | 0% | 0 | 0% | 0 | 0% | 0 |  |  | 50.99%
3.6 | Nəzarətçi otağı (Qapı və pəncərələr) | 0 | [8 empty] | 0 |  |  | 50.99%
1 | Yaşayış və ictimai binalarda PVX profildən pəncərə bloklarının qoyulması: dönən (açılan, dönən-açılan), boşluğun sahəsi 2 m²-dən artıq, iki laylı | m(2) | 2.64 | 193.9 | 511.896 | 0% | 0 | 0% | 0 | 0% | 0
2 | PVX blokların daxili və xarici qapı boşluqlarına qoyulması daş divarlarda, boşluğun sahəsi 3m²-dək | m(2) | 1.68 | 163.3 | 274.344 | 0% | 0 | 0% | 0 | 0% | 0
3 | Atmaların qoyulması, kütləsi: 0,3 tona qədər | ədəd | 1 | 40.9 | 40.9 | 0% | 0 | 0% | 0 | 0% | 0
4 | Qapı-pəncərə üstü atma | ədəd | 1 | 55.9022 | 55.9022 | 0% | 0 | 0% | 0 | 0% | 0 | 46.35% | 142640.5122 | 0
3.7 | Nəzarətçi otağı (Döşəmə-Tip 1) | 0 | [8 empty] | 0 | 46.35% | 41984.7545 | 0
1 | Laqaların qoyulması: kərpic altlıqlar üzrə | m(2) | 2.6 | 12.3094 | 32.0044 | 0% | 0 | 0% | 0 | 0% | 0 | 46.35% | 11588.075 | 0
2 | Fermalar üzərində döşənəklərin qurulması: işlək, qalınlığı 25 mm, seyrəkləşdirilmiş | m(2) | 2.6 | 12.442 | 32.3492 | 0% | 0 | 0% | 0 | 0% | 0 | 0% | 0 | 0
3 | Örtüklərin düzəldilməsi: açar üsulu ilə laminasiya olunmuş taxtalardan | m(2) | 2.6 | 16.9198 | 43.9915 | 0% | 0 | 0% | 0 | 0% | 0 | 0% | 0 | 0
3.8 | Nəzarətçi otağı (Döşəmə-Tip 2) | 0 | [8 empty] | 0 | 0% | 0 | 0
1 | Birləşdirici qatın düzəldilməsi: sement, qalınlığı 15 mm | m(2) | 2.2 | 3.617 | 7.9574 | 0% | 0 | 0% | 0 | 0% | 0 | 0% | 0 | 0
2 | Sement məhlulunda tavalardan örtüklərin düzəldilməsi: keramik, döşəmələr üçün bir rəngli boya ilə | m(2) | 2.2 | 30.7 | 67.54 | 0% | 0 | 0% | 0 | 0% | 0 | 0% | 0 | 0
3.9 | Nəzarətçi otağı (Daxili bəzək işləri) | 0 | [8 empty] | 0 | 100% | 1445.85 | 0
1 | Beton səthlərin əhəng məhlulu ilə bütöv hamarlanması (birqat suvaq): tavanların | m(2) | 2.6 | 6.5158 | 16.9411 | 0% | 0 | 0% | 0 | 0% | 0 | 100% | 4593.6 | 0
2 | Polivinilasetatlı suemulsiya tərkiblərlə yaxşılaşdırılmış rəngləmə: suvaq üzrə tavanları | m(2) | 2.6 | 8.2498 | 21.4495 | 0% | 0 | 0% | 0 | 0% | 0 | 100% | 856.428 | 0
3 | Beton və daş səthlərin sement-əhəng və ya sement məhlulu ilə suvanması: divarların, yaxşılaşdırılmış | m(2) | 14.94 | 12.7786 | 190.9123 | 0% | 0 | 0% | 0 | 0% | 0 | 100% | 2342.4294 | 0
4 | Polivinilasetatlı suemulsiya tərkiblərlə yaxşılaşdırılmış rəngləmə: suvaq üzrə divarları | m(2) | 14.94 | 5.71 | 85.3074 | 0% | 0 | 0% | 0 | 0% | 0 | 100% | 2635.248 | 0
3.1 | Nəzarətçi otağı (Xarici bəzək işləri) | 0 | [8 empty] | 0 | 100% | 15395.3803 | 0
1 | Sement-əhəng məhlulu ilə daş üzrə yaxşılaşdırılmış suvama: divarları | m(2) | 33.2 | 10.3204 | 342.6373 | 0% | 0 | 0% | 0 | 0% | 0 | 100% | 2599.9837 | 0
2 | Səthləri hazırlamaqla fasadların tərkiblərlə taxtabəndlərdən rənglənməsi: perxlorvinilli | m(2) | 33.2 | 4.9858 | 165.5286 | 0% | 0 | 0% | 0 | 0% | 0 | 100% | 722.4256 | 0
3.11 | Nəzarətçi otağı (Elektrik işıqlanması) | 0 | [8 empty] | 0 | 100% | 1362.2778 | 0
1 | Daxili elektrik təchizatı üçün paylayıcı lövhə (Metal şkaf ölçüsü (300x300x125)mm) | ədəd | 1 | 51.812 | 51.812 | 0% | 0 | 0% | 0 | 0% | 0 | 0% | 0 | 0
2 | Asma idarəetmə şkafı (pult), hündürlüyü, eni və dərinliyi, mm, qədər:600 x 600 x 350 | ədəd | 1 | 35.1472 | 35.1472 | 0% | 0 | 0% | 0 | 0% | 0 | 0% | 0 | 0
3 | 3FAZ C TİPİ 20A AVTOMAT AÇAR, | ədəd | 1 | 20.79 | 20.79 | 0% | 0 | 0% | 0 | 0% | 0 | 100% | 348 | 0
4 | 1FAZ C TİPİ 16A AVTOMAT AÇAR | ədəd | 2 | 4.3922 | 8.7844 | 0% | 0 | 0% | 0 | 0% | 0 | 100% | 32.4 | 0
5 | 1FAZ C TİPİ 10A AVTOMAT AÇAR | ədəd | 4 | 4.3922 | 17.5688 | 0% | 0 | 0% | 0 | 0% | 0 | 100% | 202.7184 | 0
6 | Cihaz və ya aparat | ədəd | 7 | 14.3698 | 100.5886 | 0% | 0 | 0% | 0 | 0% | 0 | 100% | 522 | 0
7 | Paket çevirgəc (380V, 20A) | ədəd | 1 | 10.9304 | 10.9304 | 0% | 0 | 0% | 0 | 0% | 0 | 100% | 414.1704 | 0
8 | Cihaz və ya aparat | ədəd | 1 | 14.3698 | 14.3698 | 0% | 0 | 0% | 0 | 0% | 0 | 100% | 556.1271 | 0
9 | LED PANEL 600X600mm 48W (LED lampalı çıraq 220V, 15Vt) | ədəd | 1 | 29.8514 | 29.8514 | 0% | 0 | 0% | 0 | 0% | 0 | 100% | 3399.992 | 0
10 | Lüminesent və ya civə lampalı çılçıraqlar (LED lampalı çıraq 220V, 12Vt) | ədəd | 2 | 18.305 | 36.61 | 0% | 0 | 0% | 0 | 0% | 0 | 100% | 2599.9837 | 0
11 | Özül detallarda quraşdırılan asma tavan çırağı, çıraqdakı lampaların sayı, qədər: 2 | ədəd | 3 | 13.5334 | 40.6002 | 0% | 0 | 0% | 0 | 0% | 0 | 100% | 722.4256 | 0
12 | Akkumulyator fənər 12V, 10vt | ədəd | 1 | 82.7792 | 82.7792 | 0% | 0 | 0% | 0 | 0% | 0 | 100% | 384.2322 | 0
13 | Elektrik açarları, (Bir qütblü bir səmtli açar, gizli qurğu üçün 6A, 220V) | ədəd | 1 | 3.9434 | 3.9434 | 0% | 0 | 0% | 0 | 0% | 0 | 0% | 0 | 0
14 | Elektrik açarı: gizli üsulla elektrik şəbəkəsinin çəkilməsi zamanı, birdilli, batıqlı tipli | ədəd | 1 | 3.67 | 3.67 | 0% | 0 | 0% | 0 | 0% | 0 | 0% | 0 | 0
15 | Elektrik açarları + Rozetka qapaqlı, (Bir qütblü bir səmtli açar (mühafizəli) açıq qurğu üçün 220V , 6A , ) | ədəd | 1 | 6.5444 | 6.5444 | 0% | 0 | 0% | 0 | 0% | 0 | 0% | 0 | 0
16 | Elektrik açarı: yarımgermetik və germetik | ədəd | 1 | 8.8822 | 8.8822 | 0% | 0 | 0% | 0 | 0% | 0 | 100% | 2143.9656 | 0
17 | Ştepsel rozetkası-yerlə birləşdirmə, (Ştepsel rozetkası-yerlə birləşdiricisi olan 220V, 10A) | ədəd | 2 | 4.2596 | 8.5192 | 0% | 0 | 0% | 0 | 0% | 0 | 100% | 696.486 | 0
18 | Ştepsel rozetkası: gizli üsulla elektrik şəbəkəsinin çəkilməsi zamanı, batıqlı tipli | ədəd | 2 | 4.3636 | 8.7272 | 0% | 0 | 0% | 0 | 0% | 0 | 100% | 2983.7864 | 0
19 | Paylayıcı qutu, ELEKTRIK MONTAJ QUTUSU 100x100mm (Budaqlanma qutusu) | ədəd | 4 | 0.9 | 3.6 | 0% | 0 | 0% | 0 | 0% | 0 | 100% | 1014.0144 | 0
20 | Elektrik QUTUSU, (Açar və rozetkalar üçün qutu) | ədəd | 5 | 0.9 | 4.5 | 0% | 0 | 0% | 0 | 0% | 0 | 0% | 0 | 0
21 | Naqil üçün Qırçınlı PLASTİK yanmaz Boru ( d= 25mm) t-50m (PVC boru D25 ) | m | 60 | 0.9 | 54 | 0% | 0 | 0% | 0 | 0% | 0 | 0% | 0 | 0
22 | Quraşdırılmış konstruksiyalar üzrə viniplast boru, döşəmənin əsası üzrə, diametri, mm, qədər: 25 | m | 60 | 2.1604 | 129.624 | 0% | 0 | 0% | 0 | 0% | 0 | 0% | 0 | 0
23 | 0,6/1,0 kV-luq güc kabeli 3х2,5 | m | 40 | 5.1 | 204 | 0% | 0 | 0% | 0 | 0% | 0 | 85% | 12750 | 0
24 | 0,6/1,0 kV-luq güc kabeli 3х4 | m | 20 | 6.1 | 122 | 0% | 0 | 0% | 0 | 0% | 0 | 0% | 0 | 0
25 | Ümumi hörmədə birinci birdamarlı və ya çoxdamarlı naqillərin çəkilmiş borulara dartılması, ümumi en kəsiyi, mm², qədər: 16 | m | 60 | 2.0176 | 121.056 | 0% | 0 | 0% | 0 | 0% | 0 | 0% | 0 | 0
26 | Dairəvi polad, 16mm | kg | 8.03 | 1.424 | 11.4347 | 0% | 0 | 0% | 0 | 0% | 0 | 100% | 403.76 | 0
27 | Dairəvi poladdan şaquli yerlə birləşdirici, diametri, mm:16 | ədəd | 1 | 10.708 | 10.708 | 0% | 0 | 0% | 0 | 0% | 0 | 100% | 605.64 | 0
28 | Polad zolaq 25x4mm | m | 5 | 4.943 | 24.715 | 0% | 0 | 0% | 0 | 0% | 0 | 100% | 1312.22 | 0
29 | Döşəmənin birləşdirici qatında gizli ötürücü: zolaq şəkilli poladdan, en kəsiyi 100 mm² | m | 5 | 2.191 | 10.955 | 0% | 0 | 0% | 0 | 0% | 0 | 100% | 321.36 | 0
30 | Polad zolaq 40x4mm | m | 5 | 7.3808 | 36.904 | 0% | 0 | 0% | 0 | 0% | 0 | 0% | 0 | 0
31 | Üfüqi yerlə birləşdirici:zolaq şəkilli poladdan, en kəsiyi 160 mm² | m | 5 | 2.1604 | 10.802 | 0% | 0 | 0% | 0 | 0% | 0 | 0% | 0 | 0
3.12 | Nəzarətçi otağı.Videomüşahidə və Rabitə şəbəkəsi (Videomüşahidə) | 0 | [8 empty] | 0 | 0% | 0 | 0
1 | Videomüşahidə sistemi üçün daxili ip 2MP kamera (Gece/gündüz rəngli videokamera) | dəst | 1 | 82.7792 | 82.7792 | 0% | 0 | 0% | 0 | 0% | 0 | 0% | 0 | 0
2 | Videomüşahidə kameraları: kronşteynlərdə | ədəd | 1 | 46.1632 | 46.1632 | 0% | 0 | 0% | 0 | 0% | 0 | 100% | 12500 | 0
3 | HDMİ kabel,4K ultra HD 60Hz tezlikli,Ölçüsü:15,2 m (HDMİ kabel 15 metrlik) | ədəd | 1 | 72.365 | 72.365 | 0% | 0 | 0% | 0 | 0% | 0 | 0% | 0 | 0
4 | Alümin kabel ucluqları (Birləşmələr) | ədəd | 1 | 0.9 | 0.9 | 0% | 0 | 0% | 0 | 0% | 0 | 0% | 0 | 0
5 | Naqil üçün Qırçınlı PLASTİK Yanmaz Boru ( d= 20mm) t-50m | m | 15 | 0.9 | 13.5 | 0% | 0 | 0% | 0 | 0% | 0 | 100% | 12500 | 0
6 | Quraşdırılmış konstruksiyalar üzrə viniplast boru, döşəmənin əsası üzrə, diametri, mm, qədər: 25 | m | 15 | 2.1604 | 32.406 | 0% | 0 | 0% | 0 | 0% | 0 | 0% | 0 | 0
7 | Videonəzarət kamerası üçün kronşteyn | ədəd | 1 | 125.048 | 125.048 | 0% | 0 | 0% | 0 | 0% | 0 | 0% | 0 | 0
8 | Divar üzərində «PEREXOD» kronşteyni (quraşdırma) | ədəd | 1 | 12.9826 | 12.9826 | 0% | 0 | 0% | 0 | 0% | 0 | 0% | 0 | 0
9 | Şəbəkə kabeli 4x2x24 CAT6 | m | 20 | 1.271 | 25.42 | 0% | 0 | 0% | 0 | 0% | 0 | 100% | 2400 | 0
10 | Ümumi hörmədə birinci birdamarlı və ya çoxdamarlı naqillərin çəkilmiş borulara dartılması, ümumi en kəsiyi, mm², qədər: 16 | m | 15 | 2.0176 | 30.264 | 0% | 0 | 0% | 0 | 0% | 0 | 100% | 1360 | 0
11 | Qoruyucu örtükdə naqil və ya iki-beş damarlı kabel: divarların və örtüklərin hazır kanallarında | m | 5 | 1.885 | 9.425 | 0% | 0 | 0% | 0 | 0% | 0 | 100% | 5280 | 0
3.13 | Nəzarətçi otağı.Videomüşahidə və Rabitə şəbəkəsi (Videomüşahidə sistemi) | 0 | [8 empty] | 0 | 100% | 506 | 0
1 | Telefon aparatı | ədəd | 1 | 42.938 | 42.938 | 0% | 0 | 0% | 0 | 0% | 0 | 100% | 120 | 0
2 | SB sistemli yaxud ATS telefon aparatı: stolüstü | ədəd | 1 | 11.9524 | 11.9524 | 0% | 0 | 0% | 0 | 0% | 0 | 0% | 0 | 0
3 | Rozetka + Telefon yuvalı | ədəd | 1 | 10.1858 | 10.1858 | 0% | 0 | 0% | 0 | 0% | 0 | 100% | 600 | 0
4 | Mikrofon rozetkası | ədəd | 1 | 12.2482 | 12.2482 | 0% | 0 | 0% | 0 | 0% | 0 | 100% | 240 | 0
5 | Polivinilxlorid izolyasiyalı diametri 0,5mm olan birməftilli mis damarlı qoşa paylayıcı telefon naqilləri (Telefon naqili 1x2) | m | 5 | 0.9 | 4.5 | 0% | 0 | 0% | 0 | 0% | 0 | 100% | 32 | 0
6 | Telefon, LAN, koaksial kabel 10x2x0,5 | m | 3 | 1.475 | 4.425 | 0% | 0 | 0% | 0 | 0% | 0 | 100% | 330 | 0
7 | Qoruyucu örtükdə naqil və ya iki-beş damarlı kabel: divarların və örtüklərin hazır kanallarında | m | 8 | 1.885 | 15.08 | 0% | 0 | 0% | 0 | 0% | 0 | 100% | 225 | 0
8 | Paylayıcı telefon qutusu, tutumu 10x2 | ədəd | 1 | 5.045 | 5.045 | 0% | 0 | 0% | 0 | 0% | 0 | 60% | 5575.5 | 0
9 | Divarda şaxəli qutular | ədəd | 1 | 6.985 | 6.985 | 0% | 0 | 0% | 0 | 0% | 0 | 0% | 0 | 0
4.1 | Qüllə (Torpaq işləri) | 0 | [8 empty] | 0 | 0% | 0 | 0
1 | Çalovunun tutumu 0,5 (0,5-0,63) m3 olan «əks çalovlu» və ya «draqlayn» tipli ekskavatorlarla qruntun kənara atılaraq qazılması, qruntun qrupu: 2 | m(3) | 203 | 0.86018 | 174.6165 | 0% | 0 | 0% | 0 | 0% | 0 | 0% | 0 | 0
2 | Dərinliyi 2 m-ə qədər olan yamaclı xəndəklərdə qruntun bərkitmələr olmadan əl ilə qazılması, qruntun qrupu: 2 | m(3) | 6 | 8.96 | 53.76 | 0% | 0 | 0% | 0 | 0% | 0 | 0% | 0 | 0
3 | Qruntu 5 m-ə qədər məsafəyə yerinin dəyişdirilməsi ilə çalaların və xəndəklərin buldozerlərlə doldurulması, buldozerin gücü: 59 (80) kVt (a.g.), 2-ci qrup qrunt | m(3) | 86 | 0.9 | 77.4 | 0% | 0 | 0% | 0 | 0% | 0 | 0% | 0 | 0
4 | Xəndəklərin, çalaların və çuxurların əl ilə doldurulması, qruntun qrupu: 2 | m(3) | 21 | 8.16 | 171.36 | 0% | 0 | 0% | 0 | 0% | 0 | 98.53% | 10001.8937 | 0
5 | Pnevmatik döyəcləyicilərlə qruntun sıxlaşdırılması, qruntun qrupu: 1, 2 | m(3) | 86 | 2 | 172 | 0% | 0 | 0% | 0 | 0% | 0 | 98.68% | 16542.4192 | 0
6 | Torpağın töküntü yerində işlərin yerinə yetirilməsi, qruntun qrupu: 2-3 | m(3) | 132 | 0.902 | 119.064 | 0% | 0 | 0% | 0 | 0% | 0 | 0% | 0 | 0
4.2 | Qüllə (Bünövrə) | 0 | [8 empty] | 0 | 0% | 0 | 0
1 | Bünövrə altı əsasların qurulması:qırmadaşlı | m(3) | 13.86 | 36.616 | 507.4978 | 0% | 0 | 0% | 0 | 0% | 0 | 99.67% | 62618.9234 | 0
2 | Beton hazırlıq qatının düzəldilməsi. (b7.5) | m(3) | 6.93 | 99.24 | 687.7332 | 0% | 0 | 0% | 0 | 0% | 0 | 98.53% | 2466.8237 | 0
3 | Dəmir-beton bünövrə tavalarının qurulması: yastı (b25) | m(3) | 52.67 | 126.7636 | 6676.6388 | 0% | 0 | 0% | 0 | 0% | 0 | 98.68% | 389.2334 | 0
4 | A-1 sinifli armatur (Düyünlərlə birlikdə) | ton | 0.018 | 1325.1 | 23.8518 | 0% | 0 | 0% | 0 | 0% | 0 | 0% | 0 | 0
5 | A-3 sinifli armatur (Düyünlərlə birlikdə) | ton | 5.888 | 1200.1 | 7066.1888 | 0% | 0 | 0% | 0 | 0% | 0 | 0% | 0 | 0
6 | 390x190x188 mm ölçülərində mişarlanmış əhəng daşından bina və qurğuların bütöv divarlarının hörgüsü: 39 sm qalınlığında | m(2) | 127.2 | 52.936 | 6733.4592 | 0% | 0 | 0% | 0 | 0% | 0 | 95% | 1964.752 | 0
7 | Beton və daş səthlərin sement-əhəng və ya sement məhlulu ilə suvanması: divarların, sadə (Torpaqla təmasda olan daş hissənin ) | m(2) | 127.2 | 10.8202 | 1376.3294 | 0% | 0 | 0% | 0 | 0% | 0 | 95% | 4878.2975 | 0
8 | Yandan hidroizolyasiya: kərpic, beton və but hörgüsünün düzləndirilmiş səthi üzrə yaxmalı bitumlu 2 qat | m(2) | 156.9 | 3.67 | 575.823 | 0% | 0 | 0% | 0 | 0% | 0 | 95% | 24564.3281 | 0
4.3 | Qüllə (D/b kostruksiyalar) | 0 | [8 empty] | 0 | 95% | 11793.984 | 0
1 | Taxta qəlibdə dəmir-beton sütunların qurulması, hündürlüyü: 4 m-ə qədər, perimetri 2 m-ə qədər (b25) | m(3) | 26.84 | 281.112 | 7545.0461 | 0% | 0 | 0% | 0 | 0% | 0 | 95% | 12959.8861 | 0
2 | Taxta qəlibdə dəmir-beton sütunların qurulması, hündürlüyü: 4 m-ə qədər, perimetri 2 m-ə qədər (b25) | m(3) | 1.68 | 281.112 | 472.2682 | 0% | 0 | 0% | 0 | 0% | 0 | 90% | 595.1664 | 0
3 | A-1 sinifli armatur | ton | 0.96 | 1325.1 | 1272.096 | 0% | 0 | 0% | 0 | 0% | 0 | 65.03% | 73838.3322 | 0
4 | A-3 sinifli armatur | ton | 4.795 | 1200.1 | 5754.4795 | 0% | 0 | 0% | 0 | 0% | 0 | 100% | 23975.9 | 0
5 | Örtüklər üçün tirlərin, dayaq meydançasından 6 m-ə qədər hündürlükdə olan kranaltı və bağlayıcı tirlərin qurulması, tirlərin hündürlüyü: 500 mm-ə qədər (b25) | m(3) | 17.84 | 381.2332 | 6801.2003 | 0% | 0 | 0% | 0 | 0% | 0 | 100% | 3205.0167 | 0
6 | A-1 sinifli armatur | ton | 1.27 | 1325.1 | 1682.877 | 0% | 0 | 0% | 0 | 0% | 0 | 0% | 0 | 0
7 | A-3 sinifli armatur | ton | 4.06 | 1200.1 | 4872.406 | 0% | 0 | 0% | 0 | 0% | 0 | 90% | 930.672 | 0
8 | Örtüklər üçün tirlərin, dayaq meydançasından 6 m-ə qədər hündürlükdə olan kranaltı və bağlayıcı tirlərin qurulması, tirlərin hündürlüyü: 500 mm-ə qədər (b25, T-1 , T-1a tirlər) | m(3) | 3.07 | 381.2332 | 1170.3859 | 0% | 0 | 0% | 0 | 0% | 0 | 90% | 2310.7725 | 0
9 | A-1 sinifli armatur | ton | 0.184 | 1325.1 | 243.8184 | 0% | 0 | 0% | 0 | 0% | 0 | 90% | 16308.6453 | 0
10 | A-3 sinifli armatur | ton | 0.367 | 1200.1 | 440.4367 | 0% | 0 | 0% | 0 | 0% | 0 | 90% | 1173.191 | 0
11 | Tirsiz örtüklərin qurulması, qalınlığı: 200 mm-ə qədər, dayaq meydançasından 6 m-ə qədər hündürlükdə (b25) | m(3) | 27.58 | 280 | 7722.4 | 0% | 0 | 0% | 0 | 0% | 0 | 90% | 1835.0964 | 0
12 | A-1 sinifli armatur | ton | 0.208 | 1325.1 | 275.6208 | 0% | 0 | 0% | 0 | 0% | 0 | 90% | 297.5832 | 0
13 | A-3 sinifli armatur | ton | 3.096 | 1200.1 | 3715.5096 | 0% | 0 | 0% | 0 | 0% | 0 | 65.03% | 21733.5468 | 0
14 | Qabırğalı örtüklərin qurulması, dayaq meydançasından hündürlüyü: 6 m-ə qədər (b25) | m(3) | 9.32 | 360.4966 | 3359.8283 | 0% | 0 | 0% | 0 | 0% | 0 | 100% | 1198.795 | 0
15 | A-1 sinifli armatur | ton | 0.255 | 1325.1 | 337.9005 | 0% | 0 | 0% | 0 | 0% | 0 | 100% | 751.6275 | 0
16 | A-3 sinifli armatur | ton | 1.76 | 1200.1 | 2112.176 | 0% | 0 | 0% | 0 | 0% | 0 | 0% | 0 | 0
17 | Örtüklər üçün tirlərin, dayaq meydançasından 6 m-ə qədər hündürlükdə olan kranaltı və bağlayıcı tirlərin qurulması, tirlərin hündürlüyü: 500 mm-ə qədər (b25) | m(3) | 4.32 | 381.2332 | 1646.9274 | 0% | 0 | 0% | 0 | 0% | 0 | 0% | 0 | 0
18 | A-1 sinifli armatur | ton | 0.216 | 1325.1 | 286.2216 | 0% | 0 | 0% | 0 | 0% | 0 | 99.63% | 173743.7621 | 0
19 | A-3 sinifli armatur | ton | 0.684 | 1200.1 | 820.8684 | 0% | 0 | 0% | 0 | 0% | 0 | 99.11% | 51339.8626 | 0
20 | Kəmərlərin qurulması: qəlibdə (b25) | m(3) | 0.128 | 249.388 | 31.9217 | 0% | 0 | 0% | 0 | 0% | 0 | 99.64% | 49631.78 | 0
21 | A-1 sinifli armatur | ton | 0.015 | 1325.1 | 19.8765 | 0% | 0 | 0% | 0 | 0% | 0 | 100% | 426.245 | 0
22 | A-3 sinifli armatur | ton | 0.017 | 1200.1 | 20.4017 | 0% | 0 | 0% | 0 | 0% | 0 | 0% | 0 | 0
23 | Atmaların qurulması (b25) | m(3) | 0.36 | 358.63 | 129.1068 | 0% | 0 | 0% | 0 | 0% | 0 | 99.63% | 7554.0766 | 0
24 | A-1 sinifli armatur | ton | 0.01 | 1325.1 | 13.251 | 0% | 0 | 0% | 0 | 0% | 0 | 99.11% | 96262.2424 | 0
25 | A-3 sinifli armatur | ton | 0.033 | 1200.1 | 39.6033 | 0% | 0 | 0% | 0 | 0% | 0 | 99.64% | 32368.5522 | 0
26 | Dəmir-beton dayaqlar üzərində, 25 m-ə qədər hündürlükdə olan telferlər üçün, əyrixətli asma yolların və monorelslərin quraşdırılması, tirlərin nömrəsi: 24 M (15.2 səv-də) | m | 7 | 97.1734 | 680.2138 | 0% | 0 | 0% | 0 | 0% | 0 | 0% | 0 | 0
27 | «M» tipli ikitavrlı prokatdan asma kranlar üçün yollar, hissələri düzxətlidir | ton | 0.11 | 1886.4554 | 207.5101 | 0% | 0 | 0% | 0 | 0% | 0 | 0% | 0 | 0
28 | Kəmərlərin qurulması: qəlibdə (b25, 14.55səv-də,parapetdə K1 ) | m(3) | 0.256 | 249.388 | 63.8433 | 0% | 0 | 0% | 0 | 0% | 0 | 100% | 3277.5 | 0
29 | A-1 sinifli armatur | ton | 0.01 | 1325.1 | 13.251 | 0% | 0 | 0% | 0 | 0% | 0 | 100% | 1638.75 | 0
30 | A-3 sinifli armatur | ton | 0.016 | 1200.1 | 19.2016 | 0% | 0 | 0% | 0 | 0% | 0 | 0% | 0 | 0
31 | 390x190x188 mm ölçülərində mişarlanmış əhəng daşından yaşayış və ictimai binaların xarici divarlarının hörgüsü: 19 sm qalınlığında | m(2) | 23.52 | 30.802 | 724.463 | 0% | 0 | 0% | 0 | 0% | 0 | 0% | 0 | 0
32 | Kəmərlərin qurulması: qəlibdə (b25, 16.2səv-də) | m(3) | 2.1 | 249.388 | 523.7148 | 0% | 0 | 0% | 0 | 0% | 0 | 75.76% | 12499.9991 | 0
33 | A-1 sinifli armatur | ton | 0.062 | 1325.1 | 82.1562 | 0% | 0 | 0% | 0 | 0% | 0 | 0% | -12000 | 0
34 | A-3 sinifli armatur | ton | 0.089 | 1200.1 | 106.8089 | 0% | 0 | 0% | 0 | 0% | 0 | 0% | 0 | 0
35 | Taxta qəlibdə dəmir-beton sütunların qurulması, hündürlüyü: 4 m-ə qədər, perimetri 2 m-ə qədər (b25) | m(3) | 1.136 | 281.112 | 319.3432 | 0% | 0 | 0% | 0 | 0% | 0 | 0% | 0 | 0
36 | A-3 sinifli armatur | ton | 0.033 | 1200.1 | 39.6033 | 0% | 0 | 0% | 0 | 0% | 0 | 0% | 0 | 0
37 | A-1 sinifli armatur | ton | 0.031 | 1325.1 | 41.0781 | 0% | 0 | 0% | 0 | 0% | 0 | 0% | 0 | 0
38 | 390x190x188 mm ölçülərində mişarlanmış əhəng daşından yaşayış və ictimai binaların xarici divarlarının hörgüsü: 39 sm qalınlığında | m(2) | 24.44 | 41.92 | 1024.5248 | 0% | 0 | 0% | 0 | 0% | 0 | 0% | 0 | 0
4.4 | Qüllə (Divar və arakəsmələr) | 0 | [8 empty] | 0 | 0% | 0 | 0
1 | 390x190x188 mm ölçülərində mişarlanmış əhəng daşından yaşayış və ictimai binaların xarici divarlarının hörgüsü: 39 sm qalınlığında | m(2) | 184 | 41.92 | 7713.28 | 0% | 0 | 0% | 0 | 0% | 0 | 0% | 0 | 0
2 | Daxili kərpic divar hörgüsü: mərtəbənin hündürlüyü 4 m-ə qədər olduqda | m(3) | 5.3 | 144.175 | 764.1275 | 0% | 0 | 0% | 0 | 0% | 0 | 0% | 0 | 0
3 | Divar hörgüsünün və digər konstruksiyaların armaturlanması | ton | 0.296 | 2150 | 636.4 | 0% | 0 | 0% | 0 | 0% | 0 | 0% | 0 | 0
4 | Atmaların qoyulması, kütləsi: 0,3 tona qədər | ədəd | 9 | 40.9 | 368.1 | 0% | 0 | 0% | 0 | 0% | 0 | 0% | 0 | 0
5 | Qapı-pəncərə üstü atma | ədəd | 9 | 55.9022 | 503.1198 | 0% | 0 | 0% | 0 | 0% | 0 | 0% | 0 | 0
4.5 | Qüllə (Dam örtüyü) | 0 | [8 empty] | 0 | 0% | 0 | 0
1 | Yapışdırılan buxar izolyasiyasının düzəldilməsi: bir qat (Tip1-32m² Tol qatı) | m(2) | 32 | 3.6904 | 118.0928 | 0% | 0 | 0% | 0 | 0% | 0 | 0% | 0 | 0
2 | Dam örtüyu tol | m(2) | 32 | 0.9 | 28.8 | 0% | 0 | 0% | 0 | 0% | 0 | 0% | 0 | 0
3 | Örtüyün isidilməsi: keramzitlə (qal.80mm) | m(3) | 2.56 | 114.1564 | 292.2404 | 0% | 0 | 0% | 0 | 0% | 0 | 0% | 0 | 0
4 | İzolyasiya karkasın düz və əyrixətli səthlərdə qurulması: tordan | m(2) | 32 | 1.412 | 45.184 | 0% | 0 | 0% | 0 | 0% | 0 | 0% | 0 | 0
5 | Sement-qum düzləndirici qatın hazırlanması: 15 mm qalınlığında | m(2) | 32 | 3.772 | 120.704 | 0% | 0 | 0% | 0 | 0% | 0 | 0% | 0 | 0
6 | Sement-qum düzləndirici qatın hazırlanması: (əlavə-10mm) | m(2) | 32 | 0.953 | 30.496 | 0% | 0 | 0% | 0 | 0% | 0 | 0% | 0 | 0
7 | Hazır dayaq tirlər üzrə metal keramitdən dam örtüklərinin düzəldilməsi: orta mürəkkəbli | m(2) | 70.4 | 19.7758 | 1392.2163 | 0% | 0 | 0% | 0 | 0% | 0 | 0% | 0 | 0
8 | Çatıların qoyulması | m(3) | 2.47 | 803.4418 | 1984.5012 | 0% | 0 | 0% | 0 | 0% | 0 | 0% | 0 | 0
9 | Dam pəncərələrinin qurulması | ədəd | 2 | 102.1 | 204.2 | 0% | 0 | 0% | 0 | 0% | 0 | 0% | 0 | 0
10 | Metal su axıdıcı sistemin qurulması: düz boru bağlantıları | m | 16.3 | 9.0556 | 147.6063 | 0% | 0 | 0% | 0 | 0% | 0 | 0% | 0 | 0
11 | Yüksək elastikliyə, geniş diapazonlu təzyiqə malik, standartlara cavab verən polietilen su və qaz borusu: diametri 110 mm, divarının qalınlığı 2,7 mm | m | 16.3 | 3.6884 | 60.1209 | 0% | 0 | 0% | 0 | 0% | 0 | 0% | 0 | 0
12 | Qıflar | ədəd | 2 | 3.3824 | 6.7648 | 0% | 0 | 0% | 0 | 0% | 0 | 0% | 0 | 0
13 | Örtüklərdə lyukların quraşdırılması, boşluğun sahəsi 2 m²-ə qədər | m(2) | 0.64 | 75.5086 | 48.3255 | 0% | 0 | 0% | 0 | 0% | 0 | 0% | 0 | 0
14 | Çəpərləmə ilə düzxətli və əyrixətli yanğın pilləkənlərinin quraşdırılması | ton | 0.047 | 3264.1 | 153.4127 | 0% | 0 | 0% | 0 | 0% | 0 | 0% | 0 | 0
15 | Metal səthlərin yağlı boya ilə rənglənməsi: böyük səthlərin (dam örtüyündən başqa), rənglənmənin sayı 2 dəfə | m(2) | 1.3 | 2.9764 | 3.8693 | 0% | 0 | 0% | 0 | 0% | 0 | 0% | 0 | 0
16 | Dam örtüyünün məhəccərlə çəpərlənməsi | m | 12.8 | 71.5 | 915.2 | 0% | 0 | 0% | 0 | 0% | 0 | 0% | 0 | 0
17 | Yapışdırılan buxar izolyasiyasının düzəldilməsi: bir qat (Tip2-13.5m²) | m(2) | 13.5 | 3.6904 | 49.8204 | 0% | 0 | 0% | 0 | 0% | 0 | 0% | 0 | 0
18 | Dam örtüyu tol | m(2) | 13.5 | 0.9 | 12.15 | 0% | 0 | 0% | 0 | 0% | 0 | 0% | 0 | 0
19 | Örtüyün isidilməsi: keramzitlə (qal.80mm) | m(3) | 1.08 | 114.1564 | 123.2889 | 0% | 0 | 0% | 0 | 0% | 0 | 0% | 0 | 0
20 | Sement-qum düzləndirici qatın hazırlanması: 15 mm qalınlığında | m(2) | 13.5 | 3.772 | 50.922 | 0% | 0 | 0% | 0 | 0% | 0 | 0% | 0 | 0
21 | Sement-qum düzləndirici qatın hazırlanması: (əlavə 10mm) | m(2) | 13.5 | 0.953 | 12.8655 | 0% | 0 | 0% | 0 | 0% | 0 | 0% | 0 | 0
22 | İzolyasiya karkasın düz və əyrixətli səthlərdə qurulması: tordan | m(2) | 13.5 | 1.412 | 19.062 | 0% | 0 | 0% | 0 | 0% | 0 | 0% | 0 | 0
4.6 | Qüllə (Qapı və pəncərələr) | 0 | [8 empty] | 0 | 0% | 0 | 0
1 | Yaşayış və ictimai binalarda PVX profildən pəncərə bloklarının qoyulması: dönən (açılan, dönən-açılan), boşluğun sahəsi 2 m²-dən artıq, üç laylı, o cümlədən açılmıyan şüşə layları (Metal plastik vitrajların quraşdırılması ilə birlikdə) | m(2) | 37.36 | 149.836 | 5597.873 | 0% | 0 | 0% | 0 | 0% | 0 | 0% | 0 | 0
2 | Hazır boşluqlara metal qapı bloklarının qurulması | m(2) | 3.96 | 178.6 | 707.256 | 0% | 0 | 0% | 0 | 0% | 0 | 0% | 0 | 0
3 | Metal səthlərin yağlı boya ilə rənglənməsi: böyük səthlərin (dam örtüyündən başqa), rənglənmənin sayı 2 dəfə | m(2) | 7.56 | 2.9764 | 22.5016 | 0% | 0 | 0% | 0 | 0% | 0 | 0% | 0 | 0
4 | PVX blokların daxili və xarici qapı boşluqlarına qoyulması daş divarlarda, boşluğun sahəsi 3m²-dək | m(2) | 9.45 | 163.3 | 1543.185 | 0% | 0 | 0% | 0 | 0% | 0 | 0% | 0 | 0
4.7 | Qüllə (Döşəmələr) | 0 | [8 empty] | 0 | 0% | 0 | 0
1 | Mozaik örtüklərin düzəldilməsi: terraso, qalınlığı 20 mm, şəkilsiz (Tip1-29.71m², 1-ci mərtəbə) | m(2) | 29.71 | 25.6 | 760.576 | 0% | 0 | 0% | 0 | 0% | 0 | 0% | 0 | 0
2 | Mozaik örtüklərin düzəldilməsi: (əlavə 30mm) | m(2) | 29.71 | 18.9496 | 562.9926 | 0% | 0 | 0% | 0 | 0% | 0 | 0% | 0 | 0
3 | Birləşdirici qatın düzəldilməsi: sement, qalınlığı 20 mm (TİP2-118.76m²) | m(2) | 118.76 | 6.73 | 799.2548 | 0% | 0 | 0% | 0 | 0% | 0 | 0% | 0 | 0
4 | Birləşdirici qatın düzəldilməsi: sement, birləşdirici qat əlavə 5 mm | m(2) | 118.76 | 1.426 | 169.3518 | 0% | 0 | 0% | 0 | 0% | 0 | 0% | 0 | 0
5 | Sement məhlulunda tavalardan örtüklərin düzəldilməsi: keramik,döşəmələr üçün bir rəngli boya ilə | m(2) | 118.76 | 32.4034 | 3848.2278 | 0% | 0 | 0% | 0 | 0% | 0 | 0% | 0 | 0
6 | Mozaik örtüklərin düzəldilməsi: terraso, qalınlığı 20 mm, şəkilsiz (Tip3-9.0m²) | m(2) | 9 | 25.6 | 230.4 | 0% | 0 | 0% | 0 | 0% | 0 | 0% | 0 | 0
4.8 | Qüllə (Bəzək işləri) | 0 | [8 empty] | 0 | 0% | 0 | 0
1 | Beton səthlərin əhəng məhlulu ilə bütöv hamarlanması (birqat suvaq): tavanların | m(2) | 54.7 | 6.5158 | 356.4143 | 0% | 0 | 0% | 0 | 0% | 0 | 0% | 0 | 0
2 | Polivinilasetatlı suemulsiya tərkiblərlə yaxşılaşdırılmış rəngləmə: suvaq üzrə tavanları | m(2) | 54.7 | 8.2498 | 451.2641 | 0% | 0 | 0% | 0 | 0% | 0 | 0% | 0 | 0
3 | Beton və daş səthlərin sement-əhəng və ya sement məhlulu ilə suvanması: divarların, yaxşılaşdırılmış | m(2) | 532.95 | 12.7786 | 6810.3549 | 0% | 0 | 0% | 0 | 0% | 0 | 0% | 0 | 0
4 | Polivinilasetatlı suemulsiya tərkiblərlə yaxşılaşdırılmış rəngləmə: suvaq üzrə divarları | m(2) | 532.95 | 5.71 | 3043.1445 | 0% | 0 | 0% | 0 | 0% | 0 | 0% | 0 | 0
5 | Divarların üzlənməsi | m(2) | 101.09 | 13.4008 | 1354.6869 | 0% | 0 | 0% | 0 | 0% | 0 | 0% | 0 | 0
6 | Rənglənən və astarlanan döşəmələrin lakla örtülməsi: 2 dəfə | m(2) | 101.09 | 2.2624 | 228.706 | 0% | 0 | 0% | 0 | 0% | 0 | 0% | 0 | 0
7 | Sement-əhəng məhlulu ilə daş üzrə yaxşılaşdırılmış suvama: divarları | m(2) | 424.8 | 10.3204 | 4384.1059 | 0% | 0 | 0% | 0 | 0% | 0 | 0% | 0 | 0
8 | Səthləri hazırlamaqla fasadların tərkiblərlə taxtabəndlərdən rənglənməsi: perxlorvinilli | m(2) | 424.8 | 4.9858 | 2117.9678 | 0% | 0 | 0% | 0 | 0% | 0 | 0% | 0 | 0
9 | Hündürlüyü 16 m-ə qədər olan xarici inventar taxtabəndlərin qurulması və sökülməsi: üzləmə hörgüsü üçün, borulu | m(2) | 525.89 | 6.475 | 3405.1377 | 0% | 0 | 0% | 0 | 0% | 0 | 0% | 0 | 0
4.9 | Qüllə (Müxtəlif işlər) | 0 | [8 empty] | 0 | 0% | 0 | 0
1 | Quraşdırma: İstilik izolyasiya örtüklü panel və qapılar, pilləkənlər, meydançalar, məhəccərlər | ton | 0.477 | 3151.5838 | 1503.3055 | 0% | 0 | 0% | 0 | 0% | 0 | 0% | 0 | 0
2 | Metal səthlərin yağlı boya ilə rənglənməsi: böyük səthlərin (dam örtüyündən başqa), rənglənmənin sayı 2 dəfə | m(2) | 13.4 | 2.9764 | 39.8838 | 0% | 0 | 0% | 0 | 0% | 0 | 0% | 0 | 0
4.1 | Qüllə.Su kəməri və kanalizasiya (K3 itehsalat kanalizasiyası) | 0 | [8 empty] | 0 | 0% | 0 | 0
1 | Polipropilen borulardan daxili kanalizasiya boru kəmərlərin çəkilməsi, diametri: 50mm (Polivinilxlorid kanalizasiya borusu D50mm) | m | 14 | 9.0454 | 126.6356 | 0% | 0 | 0% | 0 | 0% | 0 | 0% | 0 | 0
2 | Yüksək sıxlıqlı polietilen borulardan kanalizasiya boru kəmərləri, gilizli, diametri 50 mm | m | 14 | 3.3212 | 46.4968 | 0% | 0 | 0% | 0 | 0% | 0 | 0% | 0 | 0
3 | Trapların quraşdırılması diametri: 50 mm | dəst | 2 | 13.972 | 27.944 | 0% | 0 | 0% | 0 | 0% | 0 | 0% | 0 | 0
4.11 | Qüllə (Elektrik işqılanması) | 0 | [8 empty] | 0 | 0% | 0 | 0
1 | Daxili elektrik təchizatı üçün paylayıcı lövhə (Metal şkaf ölçüsü (600x400x250)mm İL) | ədəd | 1 | 51.812 | 51.812 | 0% | 0 | 0% | 0 | 0% | 0 | 0% | 0 | 0
2 | Asma idarəetmə şkafı (pult), hündürlüyü, eni və dərinliyi, mm, qədər:600 x 600 x 350 | ədəd | 1 | 36.1468 | 36.1468 | 0% | 0 | 0% | 0 | 0% | 0 | 0% | 0 | 0
3 | 3FAZ C TİPİ 20A AVTOMAT AÇAR, | ədəd | 1 | 20.79 | 20.79 | 0% | 0 | 0% | 0 | 0% | 0 | 0% | 0 | 0
4 | 3FAZ C TİPİ 16A AVTOMAT AÇAR, | ədəd | 1 | 20.498 | 20.498 | 0% | 0 | 0% | 0 | 0% | 0 | 0% | 0 | 0
5 | 1FAZ C TİPİ 10A AVTOMAT AÇAR, | ədəd | 4 | 4.3922 | 17.5688 | 0% | 0 | 0% | 0 | 0% | 0 | 0% | 0 | 0
6 | Cihaz və ya aparat | ədəd | 6 | 14.8798 | 89.2788 | 0% | 0 | 0% | 0 | 0% | 0 | 0% | 0 | 0
7 | Led panel 60x60 70watt daxil üçün Led (LED lampalı çıraq 220V, 20Vt, ) | ədəd | 26 | 43.8968 | 1141.3168 | 0% | 0 | 0% | 0 | 0% | 0 | 0% | 0 | 0
8 | Özül detallarda quraşdırılan asma tavan çırağı, çıraqdakı lampaların sayı, qədər: 2 | ədəd | 26 | 14.0026 | 364.0676 | 0% | 0 | 0% | 0 | 0% | 0 | 0% | 0 | 0
9 | İkiqütblü rubilnik 25A (Kəsən açar 380V, 25A) | ədəd | 1 | 13.9292 | 13.9292 | 0% | 0 | 0% | 0 | 0% | 0 | 0% | 0 | 0
10 | Cihaz və ya aparat | ədəd | 1 | 14.8798 | 14.8798 | 0% | 0 | 0% | 0 | 0% | 0 | 0% | 0 | 0
11 | Elektrik açarları + Rozetka qapaqlı, (Bir qütblü bir səmtli mühafizəli açar 220V, 6A ) | ədəd | 9 | 6.5444 | 58.8996 | 0% | 0 | 0% | 0 | 0% | 0 | 0% | 0 | 0
12 | Elektrik açarı: yarımgermetik və germetik | ədəd | 9 | 9.178 | 82.602 | 0% | 0 | 0% | 0 | 0% | 0 | 0% | 0 | 0
13 | Elektrik QUTUSU, (Açarlar üçün qutu) | ədəd | 9 | 0.9 | 8.1 | 0% | 0 | 0% | 0 | 0% | 0 | 0% | 0 | 0
14 | Paylayıcı qutu, ELEKTRIK MONTAJ QUTUSU 100x100mm (Budaqlanma qutusu) | ədəd | 5 | 0.9 | 4.5 | 0% | 0 | 0% | 0 | 0% | 0 | 0% | 0 | 0
15 | Paylayıcı qutu | ədəd | 1 | 5.0858 | 5.0858 | 0% | 0 | 0% | 0 | 0% | 0 | 0% | 0 | 0
16 | Naqil üçün Qırçınlı PLASTİK yanmaz Boru ( d= 25mm) t-50m (PVC-25 HF) | m | 335 | 0.9 | 301.5 | 0% | 0 | 0% | 0 | 0% | 0 | 0% | 0 | 0
17 | Quraşdırılmış konstruksiyalar üzrə viniplast boru, döşəmənin əsası üzrə, diametri, mm, qədər: 25 | m | 335 | 2.242 | 751.07 | 0% | 0 | 0% | 0 | 0% | 0 | 0% | 0 | 0
18 | 0,6/1,0 kV-luq güc kabeli 3х2,5 | m | 300 | 5.1 | 1530 | 0% | 0 | 0% | 0 | 0% | 0 | 0% | 0 | 0
19 | 0,6/1,0 kV-luq güc kabeli 5х4 | m | 35 | 7.6 | 266 | 0% | 0 | 0% | 0 | 0% | 0 | 0% | 0 | 0
20 | Ümumi hörmədə birinci birdamarlı və ya çoxdamarlı naqillərin çəkilmiş borulara dartılması, ümumi en kəsiyi, mm², qədər: 16 | m | 335 | 2.038 | 682.73 | 0% | 0 | 0% | 0 | 0% | 0 | 0% | 0 | 0
21 | 0,6/1,0 kV-luq güc kabeli 4x2,5 | m | 20 | 3.46 | 69.2 | 0% | 0 | 0% | 0 | 0% | 0 | 0% | 0 | 0
22 | Nəzarət kabeli 4x2,5 (elastik kabel en kəsiyi 4x2.5mm²) | m | 10 | 0.9 | 9 | 0% | 0 | 0% | 0 | 0% | 0 | 0% | 0 | 0
23 | Qoruyucu örtükdə naqil və ya iki-beş damarlı kabel: divarların və örtüklərin hazır kanallarında | m | 30 | 1.9462 | 58.386 | 0% | 0 | 0% | 0 | 0% | 0 | 0% | 0 | 0
4.12 | Qüllə (Yanğın siqnalizasiyası) | 0 | [8 empty] | 0 | 0% | 0 | 0
1 | İdarəetmə pultu | ədəd | 1 | 468.839 | 468.839 | 0% | 0 | 0% | 0 | 0% | 0 | 0% | 0 | 0
2 | PS nəzarət-qəbul, işəsalma cihazları. Konsentrator:10 şualı baza bloku | ədəd | 1 | 116.9614 | 116.9614 | 0% | 0 | 0% | 0 | 0% | 0 | 0% | 0 | 0
3 | Yanğın siqnalizasiya sistemi üçün,tüstü xəbərverici (Tüstü xəbərverici ) | ədəd | 12 | 18.7844 | 225.4128 | 0% | 0 | 0% | 0 | 0% | 0 | 0% | 0 | 0
4 | Avtomatik PS bildiriciləri: partlayışdan mühafizəli istilik, tüstü, işıq | ədəd | 12 | 27.2014 | 326.4168 | 0% | 0 | 0% | 0 | 0% | 0 | 0% | 0 | 0
5 | Yanğın siqnalizasiya sistemi üçün,əl ilə işləyən xəbərverici (Əl ilə xəbərverici ) | ədəd | 5 | 22.9052 | 114.526 | 0% | 0 | 0% | 0 | 0% | 0 | 0% | 0 | 0
6 | Avtomatik OS bildiriciləri: şüşədə quraşdırılan zərbə- kontaktlı, kontaktsız elektromaqnit və ya pyezoelektrik | ədəd | 5 | 11.779 | 58.895 | 0% | 0 | 0% | 0 | 0% | 0 | 0% | 0 | 0
7 | Telefon, LAN, koaksial kabel 2x2x0,8 (Kabel 2x2x0.8) | m | 80 | 0.9 | 72 | 0% | 0 | 0% | 0 | 0% | 0 | 0% | 0 | 0
8 | Ümumi hörmədə birinci birdamarlı və ya çoxdamarlı naqillərin çəkilmiş borulara dartılması, ümumi en kəsiyi, mm², qədər: 16 | m | 70 | 2.0176 | 141.232 | 0% | 0 | 0% | 0 | 0% | 0 | 0% | 0 | 0
9 | Qoruyucu örtükdə naqil və ya iki-beş damarlı kabel: divarların və örtüklərin hazır kanallarında | m | 10 | 1.885 | 18.85 | 0% | 0 | 0% | 0 | 0% | 0 | 0% | 0 | 0
10 | Yanğın siqnalizasiya sistemi üçün, akkumlyator (Akkumulyator batareyası) | ədəd | 1 | 39.4292 | 39.4292 | 0% | 0 | 0% | 0 | 0% | 0 | 0% | 0 | 0
11 | Ultrasəs qurğuları: qidalandırma və nəzarət bloku | ədəd | 1 | 51.9466 | 51.9466 | 0% | 0 | 0% | 0 | 0% | 0 | 0% | 0 | 0
12 | Yanğın siqnalizasiya sistemi üçün,baza (Baza) | ədəd | 12 | 2.6786 | 32.1432 | 0% | 0 | 0% | 0 | 0% | 0 | 0% | 0 | 0
13 | Naqil PV1 en kəsiyi 2,5mm² (Naqil PV1 3x2,5mm² ) | m | 15 | 0.9 | 13.5 | 0% | 0 | 0% | 0 | 0% | 0 | 0% | 0 | 0
14 | Ümumi hörmədə birinci birdamarlı və ya çoxdamarlı naqillərin çəkilmiş borulara dartılması, ümumi en kəsiyi, mm², qədər: 16 | m | 15 | 2.0176 | 30.264 | 0% | 0 | 0% | 0 | 0% | 0 | 0% | 0 | 0
15 | Naqil üçün Qırçınlı PLASTİK Yanmaz Boru ( d= 20mm) t-50m (Viniplast boru D20mm) | m | 15 | 0.9 | 13.5 | 0% | 0 | 0% | 0 | 0% | 0 | 0% | 0 | 0
16 | Naqil üçün Qırçınlı PLASTİK yanmaz Boru ( d= 25mm) t-50m (Boru PVX D25mm) | m | 55 | 0.9 | 49.5 | 0% | 0 | 0% | 0 | 0% | 0 | 0% | 0 | 0
17 | Quraşdırılmış konstruksiyalar üzrə viniplast boru, döşəmənin əsası üzrə, diametri, mm, qədər: 25 | m | 70 | 2.1604 | 151.228 | 0% | 0 | 0% | 0 | 0% | 0 | 0% | 0 | 0
4.13 | Qüllə (Texnoloji avadanlıqlar) | 0 | [8 empty] | 0 | 0% | 0 | 0
1 | Bucurqad (lebyotka) Q=0,25t 20m | ədəd | 1 | 260.3204 | 260.3204 | 0% | 0 | 0% | 0 | 0% | 0 | 0% | 0 | 0
0 | 0 | 0 | [8 empty] | 0 | 0% | 0 | 0
5.1 | (0,4 kv-luq şəbəkə) | 0 | [8 empty] | 0 | 0% | 0 | 0
1 | Yüksək elastikliyə, geniş diapazonlu təzyiqə malik, standartlara cavab verən polietilen su və qaz borusu: diametri 110 mm, divarının qalınlığı 2,7 mm, PN 4 (PVC boru D100mm) | m | 160 | 3.6884 | 590.144 | 0% | 0 | 0% | 0 | 0% | 0 | 0% | 0 | 0
2 | Bir kabelin qorunması üçün büzmələnmiş PVX borularının torpağın altından çəkilməsi, diametri: 110 mm | m | 160 | 1.1162 | 178.592 | 0% | 0 | 0% | 0 | 0% | 0 | 0% | 0 | 0
3 | Yüksək elastikliyə, geniş diapazonlu təzyiqə malik, standartlara cavab verən polietilen su və qaz borusu: diametri 50 mm, divarının qalınlığı 3 mm, PN 10 (PVC boru D50mm) | m | 815 | 1.8728 | 1526.332 | 0% | 0 | 0% | 0 | 0% | 0 | 0% | 0 | 0
4 | Bir kabelin qorunması üçün büzmələnmiş PVX borularının torpağın altından çəkilməsi, diametri: 50 mm | m | 815 | 1.0142 | 826.573 | 0% | 0 | 0% | 0 | 0% | 0 | 0% | 0 | 0
5 | 0,6/1,0 kV-luq güc kabeli 3х95+1х50 | m | 160 | 65.1 | 10416 | 0% | 0 | 0% | 0 | 0% | 0 | 0% | 0 | 0
6 | 0,6/1,0 kV-luq güc kabeli 4х16 | m | 40 | 13.2 | 528 | 0% | 0 | 0% | 0 | 0% | 0 | 0% | 0 | 0
7 | 0,6/1,0 kV-luq güc kabeli 4x4 | m | 505 | 3.7 | 1868.5 | 0% | 0 | 0% | 0 | 0% | 0 | 0% | 0 | 0
8 | 0,6/1,0 kV-luq güc kabeli 4x6 | m | 230 | 5.13 | 1179.9 | 0% | 0 | 0% | 0 | 0% | 0 | 0% | 0 | 0
9 | 0,6/1,0 kV-luq güc kabeli 3x4 | m | 40 | 3.1 | 124 | 0% | 0 | 0% | 0 | 0% | 0 | 0% | 0 | 0
10 | Çəkilmiş boru, blok və qutularda 35 kV-a qədər kabel, 1 m kabelin kütləsi, kq, qədər:1 | m | 975 | 1.4528 | 1416.48 | 0% | 0 | 0% | 0 | 0% | 0 | 0% | 0 | 0
11 | Xəndəkdə bir kabel olduğu zaman altlıqların qurulması | m | 895 | 1.3138 | 1175.851 | 0% | 0 | 0% | 0 | 0% | 0 | 0% | 0 | 0
12 | Hazır xəndəklərdə 35kV-a qədər örtüksüz kabel 1 m-in kütləsi, kq, qədər: 1 | m | 80 | 1.8646 | 149.168 | 0% | 0 | 0% | 0 | 0% | 0 | 0% | 0 | 0
13 | Kabel ucluğu 50mm (Kabel ucluğu) | ədəd | 20 | 7.0952 | 141.904 | 0% | 0 | 0% | 0 | 0% | 0 | 60% | 14400 | 0
14 | Kabel ucluğu 95mm (Kabel ucluğu) | ədəd | 8 | 12.1034 | 96.8272 | 0% | 0 | 0% | 0 | 0% | 0 | 50% | 2250 | 0
15 | Plastmas və rezin izolyasiyalı 1 kV-a qədər gərginlikli 3-5 damarlı kabel üçün sonluqların quru bağlanılması, bir damarın en kəsiyi, mm² , qədər:120 | ədəd | 28 | 15.502 | 434.056 | 0% | 0 | 0% | 0 | 0% | 0 | 50% | 3750 | 0
16 | Çalovunun tutumu 0,5 (0,5-0,63) m3 olan «əks çalovlu» və ya «draqlayn» tipli ekskavatorlarla qruntun kənara atılaraq qazılması, qruntun qrupu: 2 | m(3) | 291 | 0.851 | 247.641 | 0% | 0 | 0% | 0 | 0% | 0 | 50% | 6000 | 0
17 | Eni 2 m-ə qədər, dərinliyi 2 m-ə qədər olan xəndəklərdə qruntun bərkitmələr tətbiq etməklə əl ilə qazılması, qruntun qrupu: 2 | m(3) | 22 | 22.1728 | 487.8016 | 0% | 0 | 0% | 0 | 0% | 0 | 60% | 3600 | 0
18 | Qruntun 10 m-ə qədər məsafəyə daşınmaqla buldozerlərlə qazılması, buldozerin gücü: 59 (80) kVt (a.g.), 2-ci qrup qrunt | m(3) | 235 | 0.9 | 211.5 | 0% | 0 | 0% | 0 | 0% | 0 | 50% | 4000 | 0
19 | Xəndəklərin, çalaların və çuxurların əl ilə doldurulması, qruntun qrupu: 2 | m(3) | 78 | 8.16 | 636.48 | 0% | 0 | 0% | 0 | 0% | 0 | 50% | 1250 | 0
20 | Pnevmatik döyəcləyicilərlə qruntun sıxlaşdırılması, qruntun qrupu: 1, 2 | m(3) | 235 | 2 | 470 | 0% | 0 | 0% | 0 | 0% | 0 | 50% | 1250 | 0
21 | İkiqütblü rubilnik 25A (Kəsən açar 380V, 20A) | ədəd | 1 | 13.9292 | 13.9292 | 0% | 0 | 0% | 0 | 0% | 0 | 60% | 3900 | 0
22 | Cihaz və ya aparat | ədəd | 1 | 14.3698 | 14.3698 | 0% | 0 | 0% | 0 | 0% | 0 | 60% | 3600 | 0
6.1 | (Dizel generatoru) | 0 | [8 empty] | 0 | 60% | 2700 | 0
1 | 40 kVt Dizel generatorları (Generator tipi 50kVA, 40kVt 380V, 50H (P=1180kq) avtomatik idarəetmə paneli ilə komplekt ) | ədəd | 1 | 20000.1 | 20000.1 | 0% | 0 | 0% | 0 | 0% | 0 | 50% | 33750 | 0
2 | Açıq meydançada maşınların və mexanizmlərin quraşdırılması, maşınların və mexanizmlərin kütləsi: 1,5 t | ədəd | 1 | 876.892 | 876.892 | 0% | 0 | 0% | 0 | 0% | 0 | 50% | 15000 | 0
3 | Polad borular, 102/5mm | m | 7 | 27.3728 | 191.6096 | 0% | 0 | 0% | 0 | 0% | 0 | 40% | 6000 | 0
4 | Polad zolaq 40x4mm | m | 10 | 7.3808 | 73.808 | 0% | 0 | 0% | 0 | 0% | 0 | 0% | 0 | 0
5 | Üfüqi yerlə birləşdirici:zolaq şəkilli poladdan, en kəsiyi 160 mm² | m | 10 | 2.1604 | 21.604 | 0% | 0 | 0% | 0 | 0% | 0 | 0% | 0 | 0
6 | Dərinliyi 2 m-ə qədər olan yamaclı xəndəklərdə qruntun bərkitmələr olmadan əl ilə qazılması, qruntun qrupu: 2 | m(3) | 4.6 | 8.96 | 41.216 | 0% | 0 | 0% | 0 | 0% | 0 | 68.72% | 137996.0341 | 0
7 | Bünövrə altı əsasların qurulması:qırmadaşlı | m(3) | 1.1 | 36.1672 | 39.7839 | 0% | 0 | 0% | 0 | 0% | 0 | 0% | 0 | 0
8 | Beton hazırlıq qatının qurulması | m(3) | 0.88 | 124.1 | 109.208 | 0% | 0 | 0% | 0 | 0% | 0 | 0% | 0 | 0
9 | Dəmir-beton bünövrə tavalarının qurulması: yastı | m(3) | 3.05 | 111.1066 | 338.8751 | 0% | 0 | 0% | 0 | 0% | 0 | 0% | 0 | 0
10 | A-1 sinifli armatur | ton | 0.004 | 1325.1 | 5.3004 | 0% | 0 | 0% | 0 | 0% | 0 | 0% | 0 | 0
11 | A-3 sinifli armatur | ton | 0.126 | 1200.1 | 151.2126 | 0% | 0 | 0% | 0 | 0% | 0 | 40% | 2874.72 | 0
7.1 | (Sahədaxili yanğın siqnalizasiya xətti) | 0 | [8 empty] | 0 | 40% | 5766.4 | 0
1 | Trassanın hərəkətli hissəsində yığılmış eyni tipli yığma dəmir-beton quyuların qurulması: (Telekomunikasiya quyu ) | ədəd | 4 | 140.8396 | 563.3584 | 0% | 0 | 0% | 0 | 0% | 0 | 40% | 3254.448 | 0
2 | Dəmir-beton kabel kanalizasiya quyusu yığılma (keçid-3ədəd, döngəli 1 ədəd) | ədəd | 4 | 272.7848 | 1091.1392 | 0% | 0 | 0% | 0 | 0% | 0 | 40% | 7631.6806 | 0
3 | Telefon kanalizasiyasında kabel quyuları üçün yüngül tipli lyuk | ədəd | 4 | 114.644 | 458.576 | 0% | 0 | 0% | 0 | 0% | 0 | 40% | 2883.2 | 0
4 | Telefon, LAN, koaksial kabel Cat 6-PVC 4x2x0,57 | m | 190 | 1.1894 | 225.986 | 0% | 0 | 0% | 0 | 0% | 0 | 0% | 0 | 0
5 | Ümumi hörmədə birinci birdamarlı və ya çoxdamarlı naqillərin çəkilmiş borulara dartılması, ümumi en kəsiyi, mm², qədər: 16 | m | 130 | 2.038 | 264.94 | 0% | 0 | 0% | 0 | 0% | 0 | 0% | 0 | 0
6 | Hazır xəndəklərdə 35kV-a qədər örtüksüz kabel 1 m-in kütləsi, kq, qədər: 1 | m | 60 | 1.8646 | 111.876 | 0% | 0 | 0% | 0 | 0% | 0 | 50% | 12898.25 | 0
7 | Xəndəkdə bir kabel olduğu zaman altlıqların qurulması | m | 60 | 1.3138 | 78.828 | 0% | 0 | 0% | 0 | 0% | 0 | 50% | 11608.425 | 0
8 | Yüksək elastikliyə, geniş diapazonlu təzyiqə malik, standartlara cavab verən polietilen su və qaz borusu: diametri 63 mm, divarının qalınlığı 4,7 mm, PN 12,5 (Polietilen boru D63mm) | m | 130 | 3.4334 | 446.342 | 0% | 0 | 0% | 0 | 0% | 0 | 0% | 0 | 0
9 | Bir kabelin qorunması üçün büzmələnmiş PVX borularının torpağın altından çəkilməsi, diametri: 63 mm | m | 130 | 1.0346 | 134.498 | 0% | 0 | 0% | 0 | 0% | 0 | 40% | 339 | 0
10 | Çalovunun tutumu 0,5 (0,5-0,63) m3 olan «əks çalovlu» və ya «draqlayn» tipli ekskavatorlarla qruntun kənara atılaraq qazılması, qruntun qrupu: 2 | m(3) | 77 | 0.86018 | 66.2339 | 0% | 0 | 0% | 0 | 0% | 0 | 40% | 1356 | 0
11 | Dərinliyi 2 m-ə qədər olan yamaclı xəndəklərdə qruntun bərkitmələr olmadan əl ilə qazılması, qruntun qrupu: 2 | m(3) | 5 | 8.96 | 44.8 | 0% | 0 | 0% | 0 | 0% | 0 | 40% | 2712 | 0
12 | Qruntu 5 m-ə qədər məsafəyə yerinin dəyişdirilməsi ilə çalaların və xəndəklərin buldozerlərlə doldurulması, buldozerin gücü: 59 (80) kVt (a.g.), 2-ci qrup qrunt | m(3) | 69 | 0.9 | 62.1 | 0% | 0 | 0% | 0 | 0% | 0 | 40% | 67.84 | 0
13 | Xəndəklərin, çalaların və çuxurların əl ilə doldurulması, qruntun qrupu: 2 | m(3) | 8 | 8.16 | 65.28 | 0% | 0 | 0% | 0 | 0% | 0 | 40% | 1017 | 0
14 | Pnevmatik döyəcləyicilərlə qruntun sıxlaşdırılması, qruntun qrupu: 1, 2 | m(3) | 77 | 2 | 154 | 0% | 0 | 0% | 0 | 0% | 0 | 40% | 678 | 0
15 | Çalovunun tutumu 0,5 (0,5-0,63) m3 olan ekskavatorlarla qruntun özüboşaldan avtomobillərə yüklənməklə qazılması, qruntun qrupu: 2 | m(3) | 4.5 | 0.86834 | 3.9075 | 0% | 0 | 0% | 0 | 0% | 0 | 0% | 0 | 0
16 | Özüboşaldan avtomobil, 17 t daşınma məsafəsi - 5 km. 1-ci sinifli yük | ton | 7.9 | 1.63 | 12.877 | 0% | 0 | 0% | 0 | 0% | 0 | 0% | 0 | 0
8.1 | (Sahədaxili videomüşahidə) | 0 | [8 empty] | 0 | 0% | 0 | 0
1 | Server şkafolçüləri 1000x800 mm,çəkisi 75 kq | ədəd | 1 | 1662.1064 | 1662.1064 | 0% | 0 | 0% | 0 | 0% | 0 | 0% | 0 | 0
2 | Lövhə və pultlar, kütləsi: 100 kq–a qədər | ədəd | 1 | 47.6218 | 47.6218 | 0% | 0 | 0% | 0 | 0% | 0 | 0% | 0 | 0
3 | Videomüşahidə sistemi üçün xarici İP 2MP kamera | dəst | 7 | 93.1016 | 651.7112 | 0% | 0 | 0% | 0 | 0% | 0 | 0% | 0 | 0
4 | Videomüşahidə kameraları: kronşteynlərdə | ədəd | 7 | 23.2316 | 162.6212 | 0% | 0 | 0% | 0 | 0% | 0 | 0% | 0 | 0
5 | Rəqəmsal media konvertor, 16-V2 | ədəd | 2 | 387.29 | 774.58 | 0% | 0 | 0% | 0 | 0% | 0 | 0% | 0 | 0
6 | Optik kabel 6x8FO 12kN | m | 480 | 2.8622 | 1373.856 | 0% | 0 | 0% | 0 | 0% | 0 | 0% | 0 | 0
7 | Telefon, LAN, koaksial kabel Cat 6-PVC 4x2x0,57 (Kabel HD-SDI) | m | 220 | 1.1894 | 261.668 | 0% | 0 | 0% | 0 | 0% | 0 | 0% | 0 | 0
8 | Hazır xəndəklərdə 35kV-a qədər örtüksüz kabel 1 m-in kütləsi, kq, qədər: 1 | m | 7 | 0.9122 | 6.3854 | 0% | 0 | 0% | 0 | 0% | 0 | 0% | 0 | 0
9 | Videonəzarət kamerası üçün kronşteyn | ədəd | 7 | 125.048 | 875.336 | 0% | 0 | 0% | 0 | 0% | 0 | 0% | 0 | 0
10 | Divar üzərində «PEREXOD» kronşteyni | ədəd | 7 | 6.883 | 48.181 | 0% | 0 | 0% | 0 | 0% | 0 | 0% | 0 | 0
11 | Adaptor desktop, 12V5A,60W,4P DVR | ədəd | 7 | 33.2276 | 232.5932 | 0% | 0 | 0% | 0 | 0% | 0 | 0% | 0 | 0
12 | Fiber optik sonlanma paneli panel 24 port (Optik panel 8 port) | ədəd | 1 | 98.2628 | 98.2628 | 0% | 0 | 0% | 0 | 0% | 0 | 0% | 0 | 0
13 | Çıxarılan və qabağa çıxan bloklar (modullar, yuvacıqlar, TEZ), kütləsi: 5 kq–a qədər | ədəd | 1 | 6.5158 | 6.5158 | 0% | 0 | 0% | 0 | 0% | 0 | 0% | 0 | 0
14 | Qida bloku +3fazlı (63x125,2x113,5)mm, (Elektrik qida bloku ) | ədəd | 1 | 424.9 | 424.9 | 0% | 0 | 0% | 0 | 0% | 0 | 40% | 28204 | 0
15 | Gücləndirici qurğulu dispetçer yaxud direktor rabitə kommutatorları, nömrə tutumu 5 | ədəd | 1 | 17.0422 | 17.0422 | 0% | 0 | 0% | 0 | 0% | 0 | 0% | 0 | 0
16 | Videomüşahidə sistemi üçün videoqeydiyyat cihazı (Qeydiyyat qurğusu) | dəst | 1 | 1032.44 | 1032.44 | 0% | 0 | 0% | 0 | 0% | 0 | 10% | 4337 | 0
17 | Videonəzarət qurğusu | ədəd | 1 | 15.3592 | 15.3592 | 0% | 0 | 0% | 0 | 0% | 0 | 10% | 3776.531 | 0
18 | POE Switch 16-Port (Yaddaş qurğusu 18 Switch) | ədəd | 2 | 480.62 | 961.24 | 0% | 0 | 0% | 0 | 0% | 0 | 0% | 0 | 0
19 | Üç proqramla yayım üçün mühafizə filterləri | ədəd | 2 | 28.4438 | 56.8876 | 0% | 0 | 0% | 0 | 0% | 0 | 40% | 1282 | 0
20 | Videomüşahidə sistemi üçün videoqeydiyyat cihazı (Videoreqistrator (Videoserver)) | dəst | 1 | 1032.44 | 1032.44 | 0% | 0 | 0% | 0 | 0% | 0 | 0% | 0 | 0
21 | Videonəzarət qurğusu | ədəd | 1 | 15.145 | 15.145 | 0% | 0 | 0% | 0 | 0% | 0 | 10% | 8131.875 | 0
22 | Monitor | ədəd | 1 | 1499.0084 | 1499.0084 | 0% | 0 | 0% | 0 | 0% | 0 | 10% | 2239.05 | 0
23 | Videomaqnitafon (monitorun quraşdırılması ) | ədəd | 1 | 24.835 | 24.835 | 0% | 0 | 0% | 0 | 0% | 0 | 0% | 0 | 0
24 | Faxverkin quraşdırılması (Metal dayaq (D127x4mm) h=7m) | ton | 0.49 | 3015.8932 | 1477.7877 | 0% | 0 | 0% | 0 | 0% | 0 | 0% | 0 | 0
25 | Bünövrə-dirəklərin qurulması: beton (Dayaq özülü üçün beton B15) | m(3) | 1.26 | 160.087 | 201.7096 | 0% | 0 | 0% | 0 | 0% | 0 | 0% | 0 | 0
26 | Çalovunun tutumu 0,5 (0,5-0,63) m3 olan «əks çalovlu» və ya «draqlayn» tipli ekskavatorlarla qruntun kənara atılaraq qazılması, qruntun qrupu: 2 | m(3) | 212.5 | 1.3814 | 293.5475 | 0% | 0 | 0% | 0 | 0% | 0 | 0% | 0 | 0
27 | Eni 2 m-ə qədər, dərinliyi 2 m-ə qədər olan xəndəklərdə qruntun bərkitmələr tətbiq etməklə əl ilə qazılması, qruntun qrupu: 2 | m(3) | 37.5 | 22.132 | 829.95 | 0% | 0 | 0% | 0 | 0% | 0 | 0% | 0 | 0
28 | Qruntu 5 m-ə qədər məsafəyə yerinin dəyişdirilməsi ilə çalaların və xəndəklərin buldozerlərlə doldurulması, buldozerin gücü: 59 (80) kVt (a.g.), 2-ci qrup qrunt | m(3) | 220.5 | 0.9 | 198.45 | 0% | 0 | 0% | 0 | 0% | 0 | 0% | 0 | 0
29 | Xəndəklərin, çalaların və çuxurların əl ilə doldurulması, qruntun qrupu: 2 | m(3) | 24.5 | 8.16 | 199.92 | 0% | 0 | 0% | 0 | 0% | 0 | 0% | 0 | 0
30 | Pnevmatik döyəcləyicilərlə qruntun sıxlaşdırılması, qruntun qrupu: 1, 2 | m(3) | 220.5 | 2 | 441 | 0% | 0 | 0% | 0 | 0% | 0 | 0% | 0 | 0
9.1 | İstilik məntəqəsi (Torpaq işləri) | 0 | [8 empty] | 0 | 0% | 0 | 0
1 | Çalovunun tutumu 0,5 (0,5-0,63) m3 olan «əks çalovlu» və ya «draqlayn» tipli ekskavatorlarla qruntun kənara atılaraq qazılması, qruntun qrupu: 2 | m(3) | 113 | 0.88466 | 99.9666 | 0% | 0 | 0% | 0 | 0% | 0 | 45.69% | 4962.6173 | 0
2 | Dərinliyi 2 m-ə qədər olan yamaclı xəndəklərdə qruntun bərkitmələr olmadan əl ilə qazılması, qruntun qrupu: 2 | m(3) | 4 | 8.96 | 35.84 | 0% | 0 | 0% | 0 | 0% | 0 | 40.77% | 14225.2955 | 0
3 | Qruntu 5 m-ə qədər məsafəyə yerinin dəyişdirilməsi ilə çalaların və xəndəklərin buldozerlərlə doldurulması, buldozerin gücü: 59 (80) kVt (a.g.), 2-ci qrup qrunt | m(3) | 35 | 0.9 | 31.5 | 0% | 0 | 0% | 0 | 0% | 0 | 50.81% | 3816.8381 | 0
4 | Xəndəklərin, çalaların və çuxurların əl ilə doldurulması, qruntun qrupu: 2 | m(3) | 11 | 8.16 | 89.76 | 0% | 0 | 0% | 0 | 0% | 0 | 0% | 0 | 0
5 | Pnevmatik döyəcləyicilərlə qruntun sıxlaşdırılması, qruntun qrupu: 1, 2 | m(3) | 35 | 2 | 70 | 0% | 0 | 0% | 0 | 0% | 0 | 0% | 0 | 0
6 | Çalovunun tutumu 0,5 (0,5-0,63) m3 olan ekskavatorlarla qruntun özüboşaldan avtomobillərə yüklənməklə qazılması, qruntun qrupu: 2 (artıq torpaq) | m(3) | 69 | 0.86834 | 59.9155 | 0% | 0 | 0% | 0 | 0% | 0 | 64.13% | 11153.4332 | 0
7 | Özüboşaldan avtomobil, 17 t daşınma məsafəsi - 5 km. 1-ci sinifli yük | ton | 124.2 | 1.63 | 202.446 | 0% | 0 | 0% | 0 | 0% | 0 | 51.69% | 662.0622 | 0
8 | Torpağın töküntü yerində işlərin yerinə yetirilməsi, qruntun qrupu: 2-3 | m(3) | 69 | 0.902 | 62.238 | 0% | 0 | 0% | 0 | 0% | 0 | 41.47% | 3393.3306 | 0
9.2 | İstilik məntəqəsi (Bünövrə) | 0 | [8 empty] | 0 | 54.31% | 95.9941 | 0
1 | Bünövrə altı əsasların qurulması:qırmadaşlı | m(3) | 3.2 | 36.616 | 117.1712 | 0% | 0 | 0% | 0 | 0% | 0 | 0% | 0 | 0
2 | Beton hazırlıq qatının düzəldilməsi. (b7.5) | m(3) | 1.4 | 99.24 | 138.936 | 0% | 0 | 0% | 0 | 0% | 0 | 0% | 0 | 0
3 | Dəmir-beton bünövrə tavalarının qurulması: yastı (b20) | m(3) | 14 | 226.6318 | 3172.8452 | 0% | 0 | 0% | 0 | 0% | 0 | 100% | 469.344 | 0
4 | A-1 sinifli armatur (Düyünlərlə birlikdə) | ton | 0.038 | 1325.1 | 50.3538 | 0% | 0 | 0% | 0 | 0% | 0 | 42.7% | 2230.5462 | 0
5 | A-3 sinifli armatur (Düyünlərlə birlikdə) | ton | 1.045 | 1200.1 | 1254.1045 | 0% | 0 | 0% | 0 | 0% | 0 | 0% | 0 | 0
6 | 390x190x188 mm ölçülərində mişarlanmış əhəng daşından bina və qurğuların bütöv divarlarının hörgüsü: 39 sm qalınlığında | m(2) | 21.1 | 52.936 | 1116.9496 | 0% | 0 | 0% | 0 | 0% | 0 | 0% | 0 | 0
7 | Beton və daş səthlərin sement-əhəng və ya sement məhlulu ilə suvanması: divarların, sadə (Torpaqla təmasda olan daş hissənin) | m(2) | 21.1 | 10.8202 | 228.3062 | 0% | 0 | 0% | 0 | 0% | 0 | 100% | 645.348 | 0
8 | Divar və bünövrələrin hidroizolyasiyası: yandan, kərpic, beton və but hörgüsünün düzləndirilmiş səthi üzrə yapışdırıcılı 2 qat | m(2) | 37.1 | 12.1258 | 449.8672 | 0% | 0 | 0% | 0 | 0% | 0 | 100% | 26989.2378 | 0
9 | Bünövrə altı əsasların qurulması:qırmadaşlı (monalit döşəmə) | m(3) | 2.02 | 36.616 | 73.9643 | 0% | 0 | 0% | 0 | 0% | 0 | 100% | 1308.3048 | 0
10 | Betondan yastı bünövrə tavalarının qurulması (b20, Beton döşəmə) | m(3) | 2.02 | 105.8638 | 213.8449 | 0% | 0 | 0% | 0 | 0% | 0 | 100% | 1100.6492 | 0
11 | Ümumi təyinatlı dəmir-beton bünövrələrin qurulması, həcmi: 5 m3-a qədər (b12.5) | m(3) | 1.15 | 147.082 | 169.1443 | 0% | 0 | 0% | 0 | 0% | 0 | 0% | 0 | 0
12 | A-3 sinifli armatur | ton | 0.013 | 1200.1 | 15.6013 | 0% | 0 | 0% | 0 | 0% | 0 | 0% | 0 | 0
9.3 | İstilik məntəqəsi (D/b konstruksiyalar) | 0 | [8 empty] | 0 | 0% | 0 | 0
1 | Taxta qəlibdə dəmir-beton sütunların qurulması, hündürlüyü: 4 m-ə qədər, perimetri 2 m-ə qədər (b20) | m(3) | 1.26 | 271.504 | 342.095 | 0% | 0 | 0% | 0 | 0% | 0 | 42.21% | 1049.7371 | 0
2 | A-1 sinifli armatur | ton | 0.053 | 1325.1 | 70.2303 | 0% | 0 | 0% | 0 | 0% | 0 | 0% | 0 | 0
3 | A-3 sinifli armatur | ton | 0.08 | 1200.1 | 96.008 | 0% | 0 | 0% | 0 | 0% | 0 | 0% | 0 | 0
4 | Tirsiz örtüklərin qurulması, qalınlığı: 200 mm-ə qədər, dayaq meydançasından 6 m-ə qədər hündürlükdə (b25) | m(3) | 4.23 | 280 | 1184.4 | 0% | 0 | 0% | 0 | 0% | 0 | 0% | 0 | 0
5 | A-1 sinifli armatur | ton | 0.036 | 1325.1 | 47.7036 | 0% | 0 | 0% | 0 | 0% | 0 | 8.554% | 345.0485 | 0
6 | A-3 sinifli armatur | ton | 0.448 | 1200.1 | 537.6448 | 0% | 0 | 0% | 0 | 0% | 0 | 8.454% | 55.2997 | 0
7 | Kəmərlərin qurulması: qəlibdə (b25) | m(3) | 0.74 | 249.4084 | 184.5622 | 0% | 0 | 0% | 0 | 0% | 0 | 0% | 0 | 0
8 | A-1 sinifli armatur | ton | 0.052 | 1325.1 | 68.9052 | 0% | 0 | 0% | 0 | 0% | 0 | 0% | 0 | 0
9 | A-3 sinifli armatur | ton | 0.059 | 1200.1 | 70.8059 | 0% | 0 | 0% | 0 | 0% | 0 | 0% | 0 | 0
9.4 | İstilik məntəqəsi (Divar və arakəsmələr) | 0 | [8 empty] | 0 | 0% | 0 | 0
1 | 390x190x188 mm ölçülərində mişarlanmış əhəng daşından yaşayış və ictimai binaların xarici divarlarının hörgüsü: 39 sm qalınlığında | m(2) | 61 | 41.92 | 2557.12 | 0% | 0 | 0% | 0 | 0% | 0 | 30.97% | 22803.2012 | 0
2 | Divar hörgüsünün və digər konstruksiyaların armaturlanması | ton | 0.074 | 2150 | 159.1 | 0% | 0 | 0% | 0 | 0% | 0 | 24.5% | 6773.6079 | 0
3 | Atmaların qoyulması, kütləsi: 0,3 tona qədər | ədəd | 2 | 40.9 | 81.8 | 0% | 0 | 0% | 0 | 0% | 0 | 44.65% | 6859.5267 | 0
4 | Qapı-pəncərə üstü atma | ədəd | 2 | 55.9022 | 111.8044 | 0% | 0 | 0% | 0 | 0% | 0 | 0% | 0 | 0
5 | Jalüz qəfəslərin qoyulması, təmiz sahəsi: 0,5 m²-ə qədər | ədəd | 1 | 31.516 | 31.516 | 0% | 0 | 0% | 0 | 0% | 0 | 0% | 0 | 0
9.5 | İstilik məntəqəsi (Dam örtüyü) | 0 | [8 empty] | 0 | 0% | 0 | 0
1 | Çatıların qoyulması | m(3) | 1.259 | 803.86 | 1012.0597 | 0% | 0 | 0% | 0 | 0% | 0 | 30.07% | 1168.3312 | 0
2 | Hazır dayaq tirlər üzrə metal keramitdən dam örtüklərinin düzəldilməsi: orta mürəkkəbli | m(2) | 42 | 19.7758 | 830.5836 | 0% | 0 | 0% | 0 | 0% | 0 | 24.5% | 12700.5148 | 0
3 | Pastalarla antiseptikləşdirmə: baş tirlərin, tirlərin, astar qatının örtüklərinin | m(2) | 42 | 1.7422 | 73.1724 | 0% | 0 | 0% | 0 | 0% | 0 | 44.64% | 4260.3613 | 0
4 | Dam pəncərələrinin qurulması | ədəd | 2 | 102.1 | 204.2 | 0% | 0 | 0% | 0 | 0% | 0 | 0% | 0 | 0
5 | Novların düzəldilməsi: asma | m | 24 | 14.329 | 343.896 | 0% | 0 | 0% | 0 | 0% | 0 | 0% | 0 | 0
6 | Metal su axıdıcı sistemin qurulması: düz boru bağlantıları | m | 7.8 | 11.473 | 89.4894 | 0% | 0 | 0% | 0 | 0% | 0 | 0% | 0 | 0
7 | Metal su axıdıcı sistemin qurulması: qıflar | ədəd | 2 | 5.7304 | 11.4608 | 0% | 0 | 0% | 0 | 0% | 0 | 0% | 0 | 0
9.6 | İstilik məntəqəsi (Qapı və pəncərələr) | 0 | [8 empty] | 0 | 0% | 0 | 0
1 | Yaşayış və ictimai binalarda PVX profildən pəncərə bloklarının qoyulması: açılmıyan, boşluğun sahəsi 2 m²-ə qədər | m(2) | 2.16 | 157.8838 | 341.029 | 0% | 0 | 0% | 0 | 0% | 0 | 0% | 0 | 0
2 | Hazır boşluqlara metal qapı bloklarının qurulması | m(2) | 2.2 | 178.6 | 392.92 | 0% | 0 | 0% | 0 | 0% | 0 | 62.02% | 2404.8 | 0
3 | Metal səthlərin yağlı boya ilə rənglənməsi: böyük səthlərin (dam örtüyündən başqa), rənglənmənin sayı 2 dəfə | m(2) | 4.4 | 2.9764 | 13.0962 | 0% | 0 | 0% | 0 | 0% | 0 | 50.2% | 1349.6524 | 0
9.7 | İstilik məntəqəsi (Döşəmələr) | 0 | [8 empty] | 0 | 47.54% | 491.7803 | 0
1 | Birləşdirici qatın düzəldilməsi: sement, qalınlığı 20 mm | m(2) | 20.2 | 5.4733 | 110.5598 | 0% | 0 | 0% | 0 | 0% | 0 | 0% | 0 | 0
2 | Birləşdirici qatın düzəldilməsi: (əlavə 10mm) | m(2) | 20.2 | 0.8204 | 16.5721 | 0% | 0 | 0% | 0 | 0% | 0 | 0% | 0 | 0
3 | Sement məhlulunda tavalardan örtüklərin düzəldilməsi: keramik,döşəmələr üçün bir rəngli boya ilə | m(2) | 20.2 | 32.4034 | 654.5487 | 0% | 0 | 0% | 0 | 0% | 0 | 49.53% | 830.8502 | 0
4 | Birləşdirici qatın düzəldilməsi: sement, qalınlığı 20 mm (Artırma-3.9m²) | m(2) | 3.9 | 5.4733 | 21.3457 | 0% | 0 | 0% | 0 | 0% | 0 | 62.02% | 283.6 | 0
5 | Birləşdirici qatın düzəldilməsi: (əlavə 10mm) | m(2) | 3.9 | 1.4974 | 5.8399 | 0% | 0 | 0% | 0 | 0% | 0 | 50% | 315.2461 | 0
6 | Sement məhlulunda tavalardan örtüklərin düzəldilməsi: keramik,döşəmələr üçün bir rəngli boya ilə (sürüşməyən) | m(2) | 3.9 | 32.4034 | 126.3733 | 0% | 0 | 0% | 0 | 0% | 0 | 50.74% | 12.3502 | 0
9.8 | İstilik məntəqəsi (Bəzək işləri) | 0 | [8 empty] | 0 | 0% | 0 | 0
1 | Beton səthlərin əhəng məhlulu ilə bütöv hamarlanması (birqat suvaq): tavanların | m(2) | 20.16 | 6.5158 | 131.3585 | 0% | 0 | 0% | 0 | 0% | 0 | 0% | 0 | 0
2 | Polivinilasetatlı suemulsiya tərkiblərlə yaxşılaşdırılmış rəngləmə: suvaq üzrə tavanları | m(2) | 20.16 | 8.2498 | 166.316 | 0% | 0 | 0% | 0 | 0% | 0 | 0% | 0 | 0
3 | Beton və daş səthlərin sement-əhəng və ya sement məhlulu ilə suvanması: divarların, yaxşılaşdırılmış | m(2) | 58.2 | 12.7786 | 743.7145 | 0% | 0 | 0% | 0 | 0% | 0 | 52.99% | 404.9037 | 0
4 | Polivinilasetatlı suemulsiya tərkiblərlə yaxşılaşdırılmış rəngləmə: suvaq üzrə divarları | m(2) | 58.2 | 5.71 | 332.322 | 0% | 0 | 0% | 0 | 0% | 0 | 0% | 0 | 0
5 | Sement-əhəng məhlulu ilə daş üzrə yaxşılaşdırılmış suvama: divarları | m(2) | 85 | 10.3204 | 877.234 | 0% | 0 | 0% | 0 | 0% | 0 | 0% | 0 | 0
6 | Səthləri hazırlamaqla fasadların tərkiblərlə taxtabəndlərdən rənglənməsi: perxlorvinilli | m(2) | 85 | 4.9858 | 423.793 | 0% | 0 | 0% | 0 | 0% | 0 | 0% | 0 | 0
9.9 | İstilik məntəqəsi.Daxili su kəməri və kanalizasiya (S1-soyuq su şəbəkəsi) | 0 | [8 empty] | 0 | 0% | 0 | 0
1 | Elektrik qaynaqlı polad borulardan istilik və su təchizatı boru kəmərlərinin çəkilməsi, diametri: 50 mm (D57x3.5mm) | m | 10 | 7.8724 | 78.724 | 0% | 0 | 0% | 0 | 0% | 0 | 0% | 0 | 0
2 | Xarici diametri 57 mm, divarının qalınlığı 3,5 mm olan poladdan, faskası çıxarılmış, düztikişli elektrik qaynaqlı polad borular | m | 10 | 8.6864 | 86.864 | 0% | 0 | 0% | 0 | 0% | 0 | 0% | 0 | 0
3 | Sinklənmiş polad su-qaz borularından su təchizatı boru kəmərlərinin çəkilməsi, diametri: 15 mm | m | 1 | 4.7614 | 4.7614 | 0% | 0 | 0% | 0 | 0% | 0 | 0% | 0 | 0
4 | Qaz-su xətləri üçün şərti keçid diametri 15 mm, divarının qalınlığı 2,8 mm olan sinklənmiş, adi, yivli, qaynaq edilmiş polad borular | m | 1 | 2.1788 | 2.1788 | 0% | 0 | 0% | 0 | 0% | 0 | 0% | 0 | 0
5 | İstilik sistemi, su kəməri və isti su təchizatı boru kəmərlərinin hidravlik sınağı, boruların diametri: 50 mm-ə qədər | m | 11 | 1.1876 | 13.0636 | 0% | 0 | 0% | 0 | 0% | 0 | 0% | 0 | 0
6 | Polad borulardan olan boru kəmərlərinə ventillərin, siyirtmələrin, sürgülərin, əks klapanların, keçid kranlarının qoyulması, boruların diametri: 50 mm-ə qədər (D50mm siyirtmənin quraşdırılması) | ədəd | 2 | 23.6314 | 47.2628 | 0% | 0 | 0% | 0 | 0% | 0 | 52.99% | 192.7978 | 0
7 | Polad siyirtmələr, 50 mm | ədəd | 2 | 106.3208 | 212.6416 | 0% | 0 | 0% | 0 | 0% | 0 | 0% | 0 | 0
8 | Poladdan qaynaq olunmuş yastı polad flanslar; təzyiqi 0,6 MPa (6 kqq/sm²), 50 mm diametrli | ədəd | 4 | 6.4424 | 25.7696 | 0% | 0 | 0% | 0 | 0% | 0 | 0% | 0 | 0
9 | Paraşoklu yanğın söndürən aparat 6kq (Paraşoklu yanğın söndürən (səyyar tipli) V=50L) | ədəd | 1 | 38.6948 | 38.6948 | 0% | 0 | 0% | 0 | 0% | 0 | 0% | 0 | 0
9.1 | İstilik məntəqəsi.Daxili su kəməri və kanalizasiya (İS3-İsti su şəbəkəsi) | 0 | [8 empty] | 0 | 0% | 0 | 0
1 | Elektrik qaynaqlı polad borulardan istilik və su təchizatı boru kəmərlərinin çəkilməsi, diametri: 40 mm-ə qədər (D38x2.5mm) | m | 1 | 7.7806 | 7.7806 | 0% | 0 | 0% | 0 | 0% | 0 | 0% | 0 | 0
2 | Xarici diametri 40 mm, divarının qalınlığı 2,5 mm olan poladdan, faskası çıxarılmış, düztikişli elektrik qaynaqlı polad borular (D38x2.5mm) | m | 1 | 5.096 | 5.096 | 0% | 0 | 0% | 0 | 0% | 0 | 0% | 0 | 0
3 | Sinklənmiş polad su-qaz borularından su təchizatı boru kəmərlərinin çəkilməsi, diametri: 15 mm | m | 10 | 4.7614 | 47.614 | 0% | 0 | 0% | 0 | 0% | 0 | 0% | 0 | 0
4 | Qaz-su xətləri üçün şərti keçid diametri 15 mm, divarının qalınlığı 2,8 mm olan sinklənmiş, adi, yivli, qaynaq edilmiş polad borular | m | 10 | 2.1788 | 21.788 | 0% | 0 | 0% | 0 | 0% | 0 | 0% | 0 | 0
5 | İstilik sistemi, su kəməri və isti su təchizatı boru kəmərlərinin hidravlik sınağı, boruların diametri: 50 mm-ə qədər | m | 11 | 1.1876 | 13.0636 | 0% | 0 | 0% | 0 | 0% | 0 | 49.94% | 6743.3884 | 0
6 | Diametri 15 mm olan 1,6 MPa (16 kqq/sm²) təzyiqli su üçün ı, muftalı keçid ventilləri | ədəd | 1 | 3.3212 | 3.3212 | 0% | 0 | 0% | 0 | 0% | 0 | 49.88% | 2298.992 | 0
9.11 | İstilik məntəqəsi.Daxili su kəməri və kanalizasiya (K3-istehsalat kanalizasiyası) | 0 | [8 empty] | 0 | 61.69% | 2488.1094 | 0
1 | Polipropilen borulardan daxili kanalizasiya boru kəmərlərin çəkilməsi, diametri: 110mm (Polivinilxlorid kanalizasiya borusu D110mm) | m | 18 | 7.546 | 135.828 | 0% | 0 | 0% | 0 | 0% | 0 | 0% | 0 | 0
2 | Daxili kanalizasiya üçün olan polietilen borulardan boru kəmərləri, diametri 100 mm (D110mm) | m | 18 | 5.9222 | 106.5996 | 0% | 0 | 0% | 0 | 0% | 0 | 0% | 0 | 0
3 | Polipropilen borulardan daxili kanalizasiya boru kəmərlərin çəkilməsi, diametri: 50mm (Polivinilxlorid kanalizasiya borusu D50mm) | m | 1 | 8.0662 | 8.0662 | 0% | 0 | 0% | 0 | 0% | 0 | 0% | 0 | 0
4 | Yüksək sıxlıqlı polietilen borulardan kanalizasiya boru kəmərləri, gilizli, diametri 50 mm | m | 1 | 3.3212 | 3.3212 | 0% | 0 | 0% | 0 | 0% | 0 | 50.14% | 357.25 | 0
5 | Santexnika (yoxlama) lyuklarının qoyulması: özü kəsən şuruplarla bərkidilməsi (Yoxlayıcı D110mm ) | ədəd | 1 | 10.8916 | 10.8916 | 0% | 0 | 0% | 0 | 0% | 0 | 49.68% | 4293.3255 | 0
6 | Əlüzyuyanların quraşdırılması: isti və soyuq su çəkilməklə (Əlüzyuyan qarışdırıcı və sifonla) | dəst | 1 | 2.9764 | 2.9764 | 0% | 0 | 0% | 0 | 0% | 0 | 61.68% | 1545.2816 | 0
7 | Keramik çanaq, (sifonlu, su qarışdırıcılı) | dəst | 1 | 148.9772 | 148.9772 | 0% | 0 | 0% | 0 | 0% | 0 | 0% | 0 | 0
8 | Trapların quraşdırılması diametri: 100 mm | dəst | 1 | 7.0768 | 7.0768 | 0% | 0 | 0% | 0 | 0% | 0 | 0% | 0 | 0
9.12 | İstilik məntəqəsi (Avadanlıq və boru kəməri) | 0 | [8 empty] | 0 | 0% | 0 | 0
1 | Birseksiyalı sürətli su qızdırıcılarının qoyulması, bir seksiyanın qızdırma səthi: 4 m²-ə qədər (Divar tipli qaz işləyən Yoğuşmalı qazanın (86000kkal/saat)) | ədəd | 4 | 161.6578 | 646.6312 | 0% | 0 | 0% | 0 | 0% | 0 | 0% | 0 | 0
2 | Divar tipli yoğuşmalı su qızdırıcı qazan 86000kkal/saat (Q=107kvt (92020kkal/s)) | ədəd | 4 | 4439.8622 | 17759.4488 | 0% | 0 | 0% | 0 | 0% | 0 | 0% | 0 | 0
3 | Elektrik mühərrikli mərkəzdənqaçma nasoslarının qoyulması, aqreqatın kütləsi: 0,1 tona qədər (İsti su təchizatının şəbəkə nasosları N=3.0kvt 1işlək 1ehtiyat) | ədəd | 2 | 201.04 | 402.08 | 0% | 0 | 0% | 0 | 0% | 0 | 0% | 0 | 0
4 | Dövriyyə nasosu 65/160 | ədəd | 2 | 1235.1 | 2470.2 | 0% | 0 | 0% | 0 | 0% | 0 | 0% | 0 | 0
5 | Elektrik mühərrikli mərkəzdənqaçma nasoslarının qoyulması, aqreqatın kütləsi: 0,1 tona qədər (İsti su nasosu N=0.75kvt və N=0.25kvt) | ədəd | 4 | 201.04 | 804.16 | 0% | 0 | 0% | 0 | 0% | 0 | 100% | 270.6053 | 0
6 | Sirkuliyasiya nasosu H:20M Q:6m3/s kvt : 0,75 | ədəd | 4 | 1000.2 | 4000.8 | 0% | 0 | 0% | 0 | 0% | 0 | 100% | 1463.1101 | 0
7 | Tutumlu su qızdırıcılarının qoyulması, tutumu: 1 m3-ə qədər (Həcimli su qızdırıcının quraşdırılması) | ədəd | 2 | 240.5854 | 481.1708 | 0% | 0 | 0% | 0 | 0% | 0 | 100% | 1084.6 | 0
8 | Sürətli su qızdırıcı Boyler V=500l m=181kq " | ədəd | 2 | 2198.8712 | 4397.7424 | 0% | 0 | 0% | 0 | 0% | 0 | 0% | 0 | 0
9 | İonitlərin xarici regenerasiyası ilə qarışdırıcı süzgəc, süzücü yükləmə hündürlüyü 1 m, diametri, mm: 2000 (Su yumşaldıcının quraşdırılması) | ton | 0.02 | 3360.9052 | 67.2181 | 0% | 0 | 0% | 0 | 0% | 0 | 100% | 31.91 | 0
10 | Axın sürətinin bərpası ilə avtomatik su sərtliyinin aradan qaldırılması üçün Su yumşaltma cihazı,Məhsuldarlıq: 1,5 m3/saata qədər, | ədəd | 1 | 710.3852 | 710.3852 | 0% | 0 | 0% | 0 | 0% | 0 | 100% | 343.1376 | 0
11 | İonitlərin xarici regenerasiyası ilə qarışdırıcı süzgəc, süzücü yükləmə hündürlüyü 1 m, diametri, mm: 2000 (Mexaniki filtirin quraşdırılması) | ton | 0.02 | 3360.9052 | 67.2181 | 0% | 0 | 0% | 0 | 0% | 0 | 100% | 25.52 | 0
12 | Suyumşaldıcı qurğu Q=1m3/saat (Mexaniki təmizləmə süzgəci) | ədəd | 2 | 825.992 | 1651.984 | 0% | 0 | 0% | 0 | 0% | 0 | 0% | 0 | 0
13 | Düzbucaqlı və dairəvi genişlənmə baklarının qoyulması, tutumu: 0,3 m³-ə qədər | ədəd | 1 | 51.2428 | 51.2428 | 0% | 0 | 0% | 0 | 0% | 0 | 0% | 0 | 0
14 | Genişlənmə çənləri, dairəvi, tutumu 0,3 m3-ə qədər | ədəd | 1 | 333.128 | 333.128 | 0% | 0 | 0% | 0 | 0% | 0 | 0% | 0 | 0
15 | Süzgəclərin qoyulması, diametri: 100 mm (Pislik tutucu) | ədəd | 1 | 79.048 | 79.048 | 0% | 0 | 0% | 0 | 0% | 0 | 70% | 976.3373 | 0
16 | Çirk və hava ayırıcı 10 bar, 100 | ədəd | 1 | 1614.9926 | 1614.9926 | 0% | 0 | 0% | 0 | 0% | 0 | 0% | 0 | 0
17 | Şamandra (suyun səviyyəsinə nəzarət) (Dəngə qabı) | ədəd | 1 | 210.779 | 210.779 | 0% | 0 | 0% | 0 | 0% | 0 | 0% | 0 | 0
18 | Havaaparıcıların qoyulması (Avtomatik hava xaric edici kran) | ədəd | 8 | 35.2696 | 282.1568 | 0% | 0 | 0% | 0 | 0% | 0 | 0% | 0 | 0
19 | Diametri 15 mm olan 1,6 MPa (16 kqq/sm²) təzyiqli su üçün ı, muftalı keçid ventilləri | ədəd | 11 | 3.3212 | 36.5332 | 0% | 0 | 0% | 0 | 0% | 0 | 0% | 0 | 0
20 | Ventil, 20mm | ədəd | 3 | 4.8818 | 14.6454 | 0% | 0 | 0% | 0 | 0% | 0 | 0% | 0 | 0
21 | Diametri 25 mm olan 1,6 MPa (16 kqq/sm²) təzyiqli su üçün ı, muftalı keçid ventilləri | ədəd | 11 | 5.402 | 59.422 | 0% | 0 | 0% | 0 | 0% | 0 | 0% | 0 | 0
22 | Diametri 32 mm olan 1,6 MPa (16 kqq/sm²) təzyiqli su üçün ı, muftalı keçid ventilləri | ədəd | 16 | 6.4424 | 103.0784 | 0% | 0 | 0% | 0 | 0% | 0 | 0% | 0 | 0
23 | Diametri 40 mm olan 1,6 MPa (16 kqq/sm²) təzyiqli su üçün ı, muftalı keçid ventilləri | ədəd | 10 | 8.5232 | 85.232 | 0% | 0 | 0% | 0 | 0% | 0 | 70% | 464.9225 | 0
24 | Ventil, 50mm | ədəd | 7 | 10.0838 | 70.5866 | 0% | 0 | 0% | 0 | 0% | 0 | 0% | 0 | 0
25 | Ventil 60mm (D70mm) | ədəd | 5 | 10.808 | 54.04 | 0% | 0 | 0% | 0 | 0% | 0 | 0% | 0 | 0
26 | Polad borulardan olan boru kəmərlərinə ventillərin, siyirtmələrin, sürgülərin, əks klapanların, keçid kranlarının qoyulması, boruların diametri: 100 mm-ə qədər (siyirtmənin quraşdırılması) | ədəd | 6 | 54.7924 | 328.7544 | 0% | 0 | 0% | 0 | 0% | 0 | 0% | 0 | 0
27 | Siyirtmələr, 100mm | ədəd | 6 | 104.24 | 625.44 | 0% | 0 | 0% | 0 | 0% | 0 | 0% | 0 | 0
28 | Polad borulardan olan boru kəmərlərinə ventillərin, siyirtmələrin, sürgülərin, əks klapanların, keçid kranlarının qoyulması, boruların diametri: 50 mm-ə qədər (Əks klapanların quraşdırılması) | ədəd | 7 | 35.0248 | 245.1736 | 0% | 0 | 0% | 0 | 0% | 0 | 0% | 0 | 0
29 | Əks klapan, bağlantı-flanşlı, temp-100°C, təzyiq-16bar, DN 25 | ədəd | 1 | 76.292 | 76.292 | 0% | 0 | 0% | 0 | 0% | 0 | 0% | 0 | 0
30 | Əks klapan, bağlantı-flanşlı, temp-100°C, təzyiq-16bar, DN 32 | ədəd | 2 | 89.9294 | 179.8588 | 0% | 0 | 0% | 0 | 0% | 0 | 0% | 0 | 0
31 | Əks klapan, bağlantı-flanşlı, temp-100°C, təzyiq-16bar, DN 40 | ədəd | 4 | 103.9034 | 415.6136 | 0% | 0 | 0% | 0 | 0% | 0 | 0% | 0 | 0
32 | Süzgəclərin qoyulması, diametri: 32 mm | ədəd | 2 | 64.564 | 129.128 | 0% | 0 | 0% | 0 | 0% | 0 | 0% | 0 | 0
33 | Süzgəclərin qoyulması, diametri: 40 mm | ədəd | 4 | 66.91 | 267.64 | 0% | 0 | 0% | 0 | 0% | 0 | 50% | 2306.3537 | 0
34 | Süzgəclərin qoyulması, diametri: 100 mm | ədəd | 1 | 79.048 | 79.048 | 0% | 0 | 0% | 0 | 0% | 0 | 50% | 1235.5647 | 0
35 | Yivli, kürəvi kranlar (Kilidli kran D40mm) | ədəd | 1 | 5.504 | 5.504 | 0% | 0 | 0% | 0 | 0% | 0 | 0% | 0 | 0
36 | Qoruyucu klapanların quraşdırılması: 50 mm-ə qədər | ədəd | 2 | 36.3406 | 72.6812 | 0% | 0 | 0% | 0 | 0% | 0 | 0% | 0 | 0
37 | Qoruyucu klapan D=40mm 16bar (D20mm) | ədəd | 2 | 117.7652 | 235.5304 | 0% | 0 | 0% | 0 | 0% | 0 | 0% | 0 | 0
38 | Manometrlərin qoyulması: üç gedişli kranlı və boru-sifonlu | dəst | 11 | 4.588 | 50.468 | 0% | 0 | 0% | 0 | 0% | 0 | 50% | 541.9736 | 0
39 | Manometr gliserin dolğulu (0-16 Bar 63 mm) | ədəd | 11 | 19.8146 | 217.9606 | 0% | 0 | 0% | 0 | 0% | 0 | 50% | 4324.4133 | 0
40 | Düz və künc termometrlərinin çərçivədə qoyulması | dəst | 10 | 4.6084 | 46.084 | 0% | 0 | 0% | 0 | 0% | 0 | 0% | 0 | 0
41 | Termometr Hiqrometr elektron | ədəd | 10 | 16.1732 | 161.732 | 0% | 0 | 0% | 0 | 0% | 0 | 0% | 0 | 0
42 | П şəkilli kompensatorların qoyulması, boruların diametri: 50 mm (kompensatorların quraşdırılması) | ədəd | 12 | 43.2868 | 519.4416 | 0% | 0 | 0% | 0 | 0% | 0 | 0% | 0 | 0
43 | Kompensator (borular üçün silfon tipli D=32mm | ədəd | 8 | 104.24 | 833.92 | 0% | 0 | 0% | 0 | 0% | 0 | 0% | 0 | 0
44 | Kompensator (borular üçün silfon tipli) D=40mm | ədəd | 4 | 145.856 | 583.424 | 0% | 0 | 0% | 0 | 0% | 0 | 0% | 0 | 0
9.13 | (Borular) | 0 | [8 empty] | 0 | 33.33% | 125.0667 | 0
1 | Sinklənməmiş polad su-qaz borularından istilik boru kəmərlərinin çəkilməsi, diametri: 15 mm | m | 1 | 4.2106 | 4.2106 | 0% | 0 | 0% | 0 | 0% | 0 | 33.33% | 621.6848 | 0
2 | Polad boru d15x2,8mm | p/m | 1 | 2.0768 | 2.0768 | 0% | 0 | 0% | 0 | 0% | 0 | 33.33% | 501.5 | 0
3 | Sinklənməmiş polad su-qaz borularından istilik boru kəmərlərinin çəkilməsi, diametri: 20 mm | m | 2 | 4.2106 | 8.4212 | 0% | 0 | 0% | 0 | 0% | 0 | 0% | 0 | 0
4 | Borular, 20/2,5mm | m | 2 | 2.6582 | 5.3164 | 0% | 0 | 0% | 0 | 0% | 0 | 0% | 0 | 0
5 | Sinklənməmiş polad su-qaz borularından istilik boru kəmərlərinin çəkilməsi, diametri: 25 mm | m | 8 | 4.2106 | 33.6848 | 0% | 0 | 0% | 0 | 0% | 0 | 100% | 1134.75 | 0
6 | Polad borular, 25mm | m | 8 | 2.7806 | 22.2448 | 0% | 0 | 0% | 0 | 0% | 0 | 33.33% | 14.75 | 0
7 | Sinklənməmiş polad su-qaz borularından istilik boru kəmərlərinin çəkilməsi, diametri: 32 mm | m | 4 | 4.2106 | 16.8424 | 0% | 0 | 0% | 0 | 0% | 0 | 33.33% | 145.7976 | 0
8 | Su-qaz boru kəmərləri, 32/3,2mm | m | 4 | 5.3612 | 21.4448 | 0% | 0 | 0% | 0 | 0% | 0 | 33.33% | 11.8 | 0
9 | Sinklənməmiş polad su-qaz borularından istilik boru kəmərlərinin çəkilməsi, diametri: 40 mm | m | 8 | 4.2208 | 33.7664 | 0% | 0 | 0% | 0 | 0% | 0 | 0% | 0 | 0
10 | Su-qaz boru kəmərləri, 40/3,5mm | m | 8 | 7.3604 | 58.8832 | 0% | 0 | 0% | 0 | 0% | 0 | 0% | 0 | 0
11 | Sinklənməmiş polad su-qaz borularından istilik boru kəmərlərinin çəkilməsi, diametri: 50 mm | m | 6 | 5.3224 | 31.9344 | 0% | 0 | 0% | 0 | 0% | 0 | 33.33% | 378.349 | 0
12 | Su-qaz boru kəmərləri, 50/3,5mm | m | 6 | 9.3188 | 55.9128 | 0% | 0 | 0% | 0 | 0% | 0 | 33.33% | 52.0501 | 0
13 | Elektrik qaynaqlı polad borulardan istilik və su təchizatı boru kəmərlərinin çəkilməsi, diametri: 80 mm (və D76x2.8mm) | m | 8 | 10.4428 | 83.5424 | 0% | 0 | 0% | 0 | 0% | 0 | 33.33% | 148.7146 | 0
14 | Polad boru diametri 76mm. B 20 | m | 8 | 10.502 | 84.016 | 0% | 0 | 0% | 0 | 0% | 0 | 33.33% | 434.0659 | 0
15 | Elektrik qaynaqlı polad borulardan istilik və su təchizatı boru kəmərlərinin çəkilməsi, diametri: 100 mm | m | 7 | 10.4734 | 73.3138 | 0% | 0 | 0% | 0 | 0% | 0 | 33.33% | 325.5494 | 0
16 | Polad boru diametri 108mm. B 20 | m | 7 | 14.9798 | 104.8586 | 0% | 0 | 0% | 0 | 0% | 0 | 0% | 0 | 0
17 | Polad borulardan buxar su paylayıcı daraqların qoyulması, korpusunun xarici diametri: 108 mm (-ə qədər) | ədəd | 6 | 120.001 | 720.006 | 0% | 0 | 0% | 0 | 0% | 0 | 0% | 0 | 0
18 | Kollektor Ø 57х3 L=0,7 m | ədəd | 2 | 59.7068 | 119.4136 | 0% | 0 | 0% | 0 | 0% | 0 | 33.33% | 555.2097 | 0
19 | Kollektor metal boru 76mmx3,5mm-L2,2metr (D89x2.8 L=1.0m) | ədəd | 4 | 31.4834 | 125.9336 | 0% | 0 | 0% | 0 | 0% | 0 | 0% | 0 | 0
20 | Keçid 45x2,5-32x2mm | ədəd | 8 | 2.2808 | 18.2464 | 0% | 0 | 0% | 0 | 0% | 0 | 0% | 0 | 0
21 | Metal Keçid Ø 65 → Ø 100 | ədəd | 2 | 11.9606 | 23.9212 | 0% | 0 | 0% | 0 | 0% | 0 | 33.33% | 157.6454 | 0
22 | Metal dirsək 90° 108x5 mm | ədəd | 2 | 12.1748 | 24.3496 | 0% | 0 | 0% | 0 | 0% | 0 | 33.33% | 24.7858 | 0
23 | Metal dirsək 90° d76x4 mm | ədəd | 4 | 4.8818 | 19.5272 | 0% | 0 | 0% | 0 | 0% | 0 | 33.33% | 86.8493 | 0
24 | Tikişsiz polad borulardan istilik və qaz təchizatı boru kəmərlərinin çəkilməsi, diametri: 150 mm (Qaz yollarının boruları) | m | 7 | 14.7982 | 103.5874 | 0% | 0 | 0% | 0 | 0% | 0 | 33.33% | 34.1827 | 0
25 | Xarici diametri 159mm, divarının qalınlığı 6,0 mm olan, qaynar deformasiya olunmuş, faskası çıxarılmış, tikişsiz, polad borular | m | 7 | 50.5064 | 353.5448 | 0% | 0 | 0% | 0 | 0% | 0 | 0% | 0 | 0
26 | Polad jalüz qəfəslərin qoyulması: tənzimləyici 200x400 mm ölçülü | ədəd | 1 | 17.0422 | 17.0422 | 0% | 0 | 0% | 0 | 0% | 0 | 0% | 0 | 0
27 | Jalüz qəfəslərin qoyulması, təmiz sahəsi: 0,5 m²-ə qədər | ədəd | 1 | 31.006 | 31.006 | 0% | 0 | 0% | 0 | 0% | 0 | 33.33% | 236.7632 | 0
28 | Metal səthlərin yağlı boya ilə rənglənməsi: polad tirlərin, diametri 50 mm və ondan artıq boruların, rənglənmənin sayı 2 dəfə | m(2) | 5.3 | 5.914 | 31.3442 | 0% | 0 | 0% | 0 | 0% | 0 | 0% | 0 | 0
29 | Metal səthlərin bir dəfə astarlanması | m(2) | 18.28 | 0.9 | 16.452 | 0% | 0 | 0% | 0 | 0% | 0 | 0% | 0 | 0
30 | Penopoliuretandan (yarımsilindrlərlə və seqmentlərlə) ədədi məmulatlarla boru kəməri səthlərinin izolyasiya edilməsi | m(3) | 0.544 | 508.264 | 276.4956 | 0% | 0 | 0% | 0 | 0% | 0 | 0% | 0 | 0
9.14 | İstilik məntəqəsi (Elektrik işıqlanması) | 0 | [8 empty] | 0 | 15% | 449.4849 | 0
1 | Çıraqlar (Közərmə lampalı çıraq 220V, 100Vt) | ədəd | 5 | 21.4262 | 107.131 | 0% | 0 | 0% | 0 | 0% | 0 | 15% | 526.0575 | 0
2 | Yerli işıqlandırma çırağı | ədəd | 5 | 10.045 | 50.225 | 0% | 0 | 0% | 0 | 0% | 0 | 0% | 0 | 0
3 | LED 1200 MM (LED lampalı çıraq 220V, 10 Vt lampa ilə dəst ) | ədəd | 1 | 26.21 | 26.21 | 0% | 0 | 0% | 0 | 0% | 0 | 0% | 0 | 0
4 | Özül detallarda quraşdırılan asma tavan çırağı, çıraqdakı lampaların sayı, qədər: 2 | ədəd | 1 | 14.0026 | 14.0026 | 0% | 0 | 0% | 0 | 0% | 0 | 0% | 0 | 0
5 | Közərmə lampası 100Vt | ədəd | 5 | 1.4138 | 7.069 | 0% | 0 | 0% | 0 | 0% | 0 | 15% | 44.3531 | 0
6 | LED lampası 54Vt, 220V | ədəd | 1 | 3.3212 | 3.3212 | 0% | 0 | 0% | 0 | 0% | 0 | 15% | 842.7842 | 0
7 | Közərmə lampalı işiqlandırıcı (12metr ) (Səyyar LED lampalı çıraq 54Vt) | ədəd | 1 | 9.7064 | 9.7064 | 0% | 0 | 0% | 0 | 0% | 0 | 15% | 326.7438 | 0
8 | Alçaldıcı transformator 220/12 V | dəst | 1 | 134.3912 | 134.3912 | 0% | 0 | 0% | 0 | 0% | 0 | 0% | 0 | 0
9 | Gücü aşağı salan transformatorlu qutu | ədəd | 1 | 16.8076 | 16.8076 | 0% | 0 | 0% | 0 | 0% | 0 | 0% | 0 | 0
10 | Elektrik açarları + Rozetka qapaqlı (Bir qütblü bir səmtli açar, gizli qurğu üçün mühafizəli 220V, 6A ) | ədəd | 1 | 6.5444 | 6.5444 | 0% | 0 | 0% | 0 | 0% | 0 | 0% | 0 | 0
11 | Elektrik açarları + Rozetka qapaqlı (Bir qütblü iki səmtli açar, gizli qurğu üçün mühafizəli 220V, 6A ) | ədəd | 1 | 7.0136 | 7.0136 | 0% | 0 | 0% | 0 | 0% | 0 | 0% | 0 | 0
12 | Elektrik açarı: yarımgermetik və germetik | ədəd | 2 | 9.178 | 18.356 | 0% | 0 | 0% | 0 | 0% | 0 | 0% | 0 | 0
13 | Elektrik QUTUSU, (Açarlar üçün qutu) | ədəd | 2 | 0.9 | 1.8 | 0% | 0 | 0% | 0 | 0% | 0 | 0% | 0 | 0
14 | Paylayıcı qutu, ELEKTRIK MONTAJ QUTUSU 100x100mm (Budaqlanma qutusu) | ədəd | 2 | 0.9 | 1.8 | 0% | 0 | 0% | 0 | 0% | 0 | 75% | 1477.8096 | 0
15 | Akkumulyator fənər 12V, 10vt | ədəd | 1 | 82.7792 | 82.7792 | 0% | 0 | 0% | 0 | 0% | 0 | 75% | 6486.6978 | 0
16 | Çıraq kronşteyni | ədəd | 5 | 1.2506 | 6.253 | 0% | 0 | 0% | 0 | 0% | 0 | 75% | 5925.18 | 0
17 | Divar üzərində «PEREXOD» kronşteyni | ədəd | 5 | 13.2784 | 66.392 | 0% | 0 | 0% | 0 | 0% | 0 | 0% | 0 | 0
18 | Naqil üçün Qırçınlı PLASTİK yanmaz Boru ( d= 25mm) t-50m (PVC boru D25mm) | m | 40 | 0.9 | 36 | 0% | 0 | 0% | 0 | 0% | 0 | 0% | 0 | 0
19 | Quraşdırılmış konstruksiyalar üzrə viniplast boru, döşəmənin əsası üzrə, diametri, mm, qədər: 25 | m | 40 | 2.242 | 89.68 | 0% | 0 | 0% | 0 | 0% | 0 | 75% | 3072.405 | 0
20 | 1,0 kV-luq güc kabeli 3х2,5 | m | 40 | 2.3 | 92 | 0% | 0 | 0% | 0 | 0% | 0 | 75% | 174.27 | 0
21 | Ümumi hörmədə birinci birdamarlı və ya çoxdamarlı naqillərin çəkilmiş borulara dartılması, ümumi en kəsiyi, mm², qədər: 16 | m | 40 | 2.038 | 81.52 | 0% | 0 | 0% | 0 | 0% | 0 | 75% | 1521.234 | 0
22 | Daxili elektrik təchizatı üçün paylayıcı lövhə (Yanmaya və partlayışa davamlı şkaf ölçüsü (600x500x125)mm) | ədəd | 1 | 51.812 | 51.812 | 0% | 0 | 0% | 0 | 0% | 0 | 75% | 139.416 | 0
23 | Asma idarəetmə şkafı (pult), hündürlüyü, eni və dərinliyi, mm, qədər:600 x 600 x 350 | ədəd | 1 | 36.1468 | 36.1468 | 0% | 0 | 0% | 0 | 0% | 0 | 0% | 0 | 0
24 | 3FAZ C TİPİ 20A AVTOMAT AÇAR, | ədəd | 1 | 20.79 | 20.79 | 0% | 0 | 0% | 0 | 0% | 0 | 0% | 0 | 0
25 | 3FAZ C TİPİ 16A AVTOMAT AÇAR, (3FAZ C TİPİ 10A AVTOMAT AÇAR) | ədəd | 6 | 20.498 | 122.988 | 0% | 0 | 0% | 0 | 0% | 0 | 0% | 0 | 0
26 | 1FAZ C TİPİ 10A AVTOMAT AÇAR, | ədəd | 7 | 4.3922 | 30.7454 | 0% | 0 | 0% | 0 | 0% | 0 | 0% | 0 | 0
27 | 1FAZ C TİPİ 16A AVTOMAT AÇAR, | ədəd | 3 | 4.3922 | 13.1766 | 0% | 0 | 0% | 0 | 0% | 0 | 0% | 0 | 0
28 | Cihaz və ya aparat | ədəd | 17 | 14.8798 | 252.9566 | 0% | 0 | 0% | 0 | 0% | 0 | 0% | 0 | 0
29 | Paket çevirgəci 380V, 20A | ədəd | 1 | 10.9304 | 10.9304 | 0% | 0 | 0% | 0 | 0% | 0 | 0% | 0 | 0
30 | Cihaz və ya aparat | ədəd | 1 | 14.8798 | 14.8798 | 0% | 0 | 0% | 0 | 0% | 0 | 0% | 0 | 0
31 | 0,6/1,0 kV-luq güc kabeli 5х2,5 | m | 3 | 4.45 | 13.35 | 0% | 0 | 0% | 0 | 0% | 0 | 0% | 0 | 0
32 | 1,0 kV-luq güc kabeli 5х6 | m | 2 | 6.221 | 12.442 | 0% | 0 | 0% | 0 | 0% | 0 | 0% | 0 | 0
33 | Maqnit işəsalıcı 6A (Maqnit işə salıcı rele ilə 380V) | ədəd | 4 | 15.8876 | 63.5504 | 0% | 0 | 0% | 0 | 0% | 0 | 0% | 0 | 0
34 | Maqnit işəsalıcı 9A (Maqnit işə salıcı rele ilə 380V) | ədəd | 2 | 20.8448 | 41.6896 | 0% | 0 | 0% | 0 | 0% | 0 | 0% | 0 | 0
35 | Divar və ya sütunda konstruksiya üzərində quraşdırılan ümumi təyinatlı bir maqnitli buraxıcı qurğudan ibarət yığma, cərəyan, A, qədər 40 | ədəd | 6 | 29.5984 | 177.5904 | 0% | 0 | 0% | 0 | 0% | 0 | 0% | 0 | 0
36 | Düyməli post "Start-Stop" (İdarəetmə düyməsi) | ədəd | 6 | 13.9904 | 83.9424 | 0% | 0 | 0% | 0 | 0% | 0 | 0% | 0 | 0
37 | Divar və ya sütunda konstruksiya üzərində quraşdırılan ümumi təyinatlı düyməli bir neçə idarəetmə postlarından ibarət yığma, post elementlərinin sayı, qədər:3 | ədəd | 6 | 21.1834 | 127.1004 | 0% | 0 | 0% | 0 | 0% | 0 | 0% | 0 | 0
38 | Naqil üçün Qırçınlı PLASTİK yanmaz Boru ( d= 25mm) t-50m (PVC boru D25) | m | 139 | 0.9 | 125.1 | 0% | 0 | 0% | 0 | 0% | 0 | 0% | 0 | 0
39 | Quraşdırılmış konstruksiyalar üzrə viniplast boru, döşəmənin əsası üzrə, diametri, mm, qədər: 25 | m | 139 | 2.242 | 311.638 | 0% | 0 | 0% | 0 | 0% | 0 | 0% | 0 | 0
40 | Metal boru 25mmx2mm | m | 18 | 2.7704 | 49.8672 | 0% | 0 | 0% | 0 | 0% | 0 | 0% | 0 | 0
41 | Quraşdırılmış konstruksiyalar üzrə polad boru, hazır şırımlarda, döşəmənin əsası üzrə, diametri, mm, qədər:25 | m | 18 | 2.548 | 45.864 | 0% | 0 | 0% | 0 | 0% | 0 | 0% | 0 | 0
42 | 1,0 kV-luq güc kabeli 3х2,5 | m | 97 | 2.3 | 223.1 | 0% | 0 | 0% | 0 | 0% | 0 | 0% | 0 | 0
43 | 1,0 kV-luq güc kabeli 4х2,5 | m | 60 | 3.52 | 211.2 | 0% | 0 | 0% | 0 | 0% | 0 | 0% | 0 | 0
44 | Ümumi hörmədə birinci birdamarlı və ya çoxdamarlı naqillərin çəkilmiş borulara dartılması, ümumi en kəsiyi, mm², qədər: 16 | m | 157 | 2.038 | 319.966 | 0% | 0 | 0% | 0 | 0% | 0 | 0% | 0 | 0
45 | Dairəvi polad, 16mm (Polad dairə, diametri 16mm, L=3m, P=7,8kq) | kg | 23.4 | 1.424 | 33.3216 | 0% | 0 | 0% | 0 | 0% | 0 | 0% | 0 | 0
46 | Dairəvi poladdan şaquli yerlə birləşdirici, diametri, mm:16 | ədəd | 3 | 11.116 | 33.348 | 0% | 0 | 0% | 0 | 0% | 0 | 0% | 0 | 0
47 | Polad zolaq 25x4mm | m | 20 | 4.943 | 98.86 | 0% | 0 | 0% | 0 | 0% | 0 | 0% | 0 | 0
48 | Döşəmənin birləşdirici qatında gizli ötürücü: zolaq şəkilli poladdan, en kəsiyi 100 mm² | m | 20 | 2.2624 | 45.248 | 0% | 0 | 0% | 0 | 0% | 0 | 0% | 0 | 0
49 | Polad zolaq 40x4mm | m | 15 | 7.3808 | 110.712 | 0% | 0 | 0% | 0 | 0% | 0 | 0% | 0 | 0
50 | Üfüqi yerlə birləşdirici:zolaq şəkilli poladdan, en kəsiyi 160 mm² | m | 15 | 2.2318 | 33.477 | 0% | 0 | 0% | 0 | 0% | 0 | 0% | 0 | 0
9.15 | İstilik məntəqəsi (Yanğın siqnalizasiyası) | 0 | [8 empty] | 0 | 0% | 0 | 0
1 | Yanğın paneli (Pult 04 zona) | ədəd | 1 | 437.8718 | 437.8718 | 0% | 0 | 0% | 0 | 0% | 0 | 0% | 0 | 0
2 | PS cihazı: 4 şualı | ədəd | 1 | 48.5194 | 48.5194 | 0% | 0 | 0% | 0 | 0% | 0 | 0% | 0 | 0
3 | Yanğın siqnalizasiya sistemi üçün,tüstü xəbərverici (Tüstü xəbərverici ) | ədəd | 2 | 18.7844 | 37.5688 | 0% | 0 | 0% | 0 | 0% | 0 | 0% | 0 | 0
4 | Yanğın siqnalizasiya sistemi üçün, işıq-səsxəbərvericisi (İşıq səs verən yanğın xəbərvericisi | ədəd | 1 | 22.9052 | 22.9052 | 0% | 0 | 0% | 0 | 0% | 0 | 0% | 0 | 0
5 | Avtomatik PS bildiriciləri: partlayışdan mühafizəli istilik, tüstü, işıq (Quraşdırılması) | ədəd | 3 | 27.2014 | 81.6042 | 0% | 0 | 0% | 0 | 0% | 0 | 75.76% | 50000.0061 | 0
6 | Yanğın siqnalizasiya sistemi üçün,əl ilə işləyən xəbərverici (Əl ilə xəbərverici ) | ədəd | 2 | 22.9052 | 45.8104 | 0% | 0 | 0% | 0 | 0% | 0 | 0% | 0 | 0
7 | Avtomatik OS bildiriciləri: şüşədə quraşdırılan zərbə- kontaktlı, kontaktsız elektromaqnit və ya pyezoelektrik (Quraşdırılması) | ədəd | 2 | 11.779 | 23.558 | 0% | 0 | 0% | 0 | 0% | 0 | 0% | 0 | 0
8 | Telefon, LAN, koaksial kabel 2x2x0,8 (Kabel 2x2x0.8) | m | 20 | 0.9 | 18 | 0% | 0 | 0% | 0 | 0% | 0
9 | Ümumi hörmədə birinci birdamarlı və ya çoxdamarlı naqillərin çəkilmiş borulara dartılması, ümumi en kəsiyi, mm², qədər: 16 | m | 20 | 2.0176 | 40.352 | 0% | 0 | 0% | 0 | 0% | 0
10 | Yanğın siqnalizasiya sistemi üçün, akkumlyator (Akkumulyator batareyası 12v7.8A) | ədəd | 1 | 39.4292 | 39.4292 | 0% | 0 | 0% | 0 | 0% | 0
11 | Ultrasəs qurğuları: qidalandırma və nəzarət bloku | ədəd | 1 | 51.9466 | 51.9466 | 0% | 0 | 0% | 0 | 0% | 0
12 | Yanğın siqnalizasiya sistemi üçün,baza | ədəd | 2 | 2.6786 | 5.3572 | 0% | 0 | 0% | 0 | 0% | 0
13 | Naqil PV1 en kəsiyi 2,5mm² (Naqil tutumu 3x2.5 PV) | m | 10 | 0.9 | 9 | 0% | 0 | 0% | 0 | 0% | 0
14 | Ümumi hörmədə birinci birdamarlı və ya çoxdamarlı naqillərin çəkilmiş borulara dartılması, ümumi en kəsiyi, mm², qədər: 16 | m | 10 | 2.0176 | 20.176 | 0% | 0 | 0% | 0 | 0% | 0
15 | Yüksək elastikliyə, geniş diapazonlu təzyiqə malik, standartlara cavab verən polietilen su və qaz borusu: diametri 50 mm, divarının qalınlığı 3 mm, , PN 10 (Viniplast boru D50mm) | m | 5 | 1.8728 | 9.364 | 0% | 0 | 0% | 0 | 0% | 0
16 | Quraşdırılmış konstruksiyalar üzrə viniplast boru, döşəmənin əsası üzrə, diametri, mm, qədər: 50 | m | 5 | 2.4664 | 12.332 | 0% | 0 | 0% | 0 | 0% | 0
17 | Naqil üçün Qırçınlı PLASTİK Yanmaz Boru ( d= 20mm) t-50m (PVX boru D20mm) | m | 15 | 0.9 | 13.5 | 0% | 0 | 0% | 0 | 0% | 0
18 | Quraşdırılmış konstruksiyalar üzrə viniplast boru, döşəmənin əsası üzrə, diametri, mm, qədər: 25 | m | 15 | 2.1604 | 32.406 | 0% | 0 | 0% | 0 | 0% | 0
9.16 | İstilik məntəqəsi (Qaz təchizatı) | 0 | [8 empty] | 0
1 | Polad borulardan olan boru kəmərlərinə ventillərin, siyirtmələrin, sürgülərin, əks klapanların, keçid kranlarının qoyulması, boruların diametri: 100 mm-ə qədər (Siyirtmənin quraşdırılması) | ədəd | 2 | 59.6068 | 119.2136 | 0% | 0 | 0% | 0 | 0% | 0 | 100% | 5766733.6403 | 0
2 | Çuqun siyirtmələr 100mm | ədəd | 2 | 90.3986 | 180.7972 | 0% | 0 | 0% | 0 | 0% | 0 | 100% | 5766733.6403 | 0
3 | Qoruyucu klapanların quraşdırılması: 50 mm-ə qədər | ədəd | 4 | 32.9134 | 131.6536 | 0% | 0 | 0% | 0 | 0% | 0 | 100% | 5766733.6403 | 0
4 | Qoruyucu klapan D=40mm 16bar | ədəd | 4 | 117.7652 | 471.0608 | 0% | 0 | 0% | 0 | 0% | 0 | 0% | 0 | 0
5 | Polad borulardan olan boru kəmərlərinə ventillərin, siyirtmələrin, sürgülərin, əks klapanların, keçid kranlarının qoyulması, boruların diametri: 50 mm-ə qədər (qaz kranlarının quraşdırılması) | ədəd | 12 | 35.0248 | 420.2976 | 0% | 0 | 0% | 0 | 0% | 0 | 0% | 1038012.0552 | 0
6 | Muftalı, latun dartıcı qaz kranları diametri 20 mm | ədəd | 4 | 3.3212 | 13.2848 | 0% | 0 | 0% | 0 | 0% | 0
7 | Muftalı, çuqun dartıcı qaz kranları diametri 32 mm (D40mm) | ədəd | 8 | 6.0242 | 48.1936 | 0% | 0 | 0% | 0 | 0% | 0
8 | Qaz kranı, diametri 15 mm, içi şarlı, əl dəstəkli (Kran D20mm) | ədəd | 5 | 3.3212 | 16.606 | 0% | 0 | 0% | 0 | 0% | 0
9 | Manometrlərin qoyulması: üç gedişli kranlı | dəst | 5 | 3.3436 | 16.718 | 0% | 0 | 0% | 0 | 0% | 0
10 | Manometr | ədəd | 5 | 13.205 | 66.025 | 0% | 0 | 0% | 0 | 0% | 0
11 | Mexaniki qarışıqlardan qazı təmizləmək üçün filtrlərin quraşdırılması diametri: 100 mm-ə qədər | ədəd | 4 | 132.9448 | 531.7792 | 0% | 0 | 0% | 0 | 0% | 0
12 | Qaz təzyiq tənzimləyicilərin quraşdırılması, diametri: 50 mm-ə qədər (Tənzimləyici və sabitləyici) | ədəd | 4 | 61.6978 | 246.7912 | 0% | 0 | 0% | 0 | 0% | 0
13 | Tənzimləyici sabitləşdirici | ədəd | 4 | 104.24 | 416.96 | 0% | 0 | 0% | 0 | 0% | 0
14 | Elektrik qaynaqlı polad borulardan istilik və su təchizatı boru kəmərlərinin çəkilməsi, diametri: 125 mm (D127x4mm gilz üçün) | m | 0.5 | 15.3898 | 7.6949 | 0% | 0 | 0% | 0 | 0% | 0 | 100% | 5766733.6403 | 0
15 | Polad boru diametri 133mm. B 20 | m | 0.5 | 18.4784 | 9.2392 | 0% | 0 | 0% | 0 | 0% | 0 | 100% | 5766733.6403 | 0
16 | Elektrik qaynaqlı polad borulardan istilik və su təchizatı boru kəmərlərinin çəkilməsi, diametri: 40 mm-ə qədər (D45x3.2mm gilz üçün) | m | 0.5 | 8.1988 | 4.0994 | 0% | 0 | 0% | 0 | 0% | 0 | 100% | 5766733.6403 | 0
17 | Polad boru. B20 (D45x3.2mm) | m | 0.5 | 6.1976 | 3.0988 | 0% | 0 | 0% | 0 | 0% | 0 | 0% | 0 | 0
18 | Elektrik qaynaqlı polad borulardan istilik və su təchizatı boru kəmərlərinin çəkilməsi, diametri: 100 mm | m | 7.5 | 10.9324 | 81.993 | 0% | 0 | 0% | 0 | 0% | 0 | 0% | 1038012.0552 | 0
19 | Polad boru diametri 108mm. B 20 | m | 7.5 | 14.9798 | 112.3485 | 0% | 0 | 0% | 0 | 0% | 0
20 | Elektrik qaynaqlı polad borulardan istilik və su təchizatı boru kəmərlərinin çəkilməsi, diametri: 50 mm (-ə qədər) | m | 19.5 | 8.1784 | 159.4788 | 0% | 0 | 0% | 0 | 0% | 0
21 | Polad boru, diametri 25x2,5 (d38x2.8mm) | m | 1.5 | 3.3518 | 5.0277 | 0% | 0 | 0% | 0 | 0% | 0
22 | Qaz-su xətləri üçün şərti keçid diametri 20 mm, divarının qalınlığı 2,5 mm olan yüngül, yivli, qaynaq edilmiş polad borular (sinklənməmiş) | m | 18 | 2.6582 | 47.8476 | 0% | 0 | 0% | 0 | 0% | 0
23 | Boru kəmərləri üçün bərkidicilər: kronşteynlər, plankalar, xamtlar (kronşteyn və asma) | kg | 6.7 | 2.291 | 15.3497 | 0% | 0 | 0% | 0 | 0% | 0
24 | Metal səthlərin bir dəfə astarlanması | m(2) | 3.5 | 1.5688 | 5.4908 | 0% | 0 | 0% | 0 | 0% | 0 | 100% | 5766733.6403 | 0
25 | Astarlanmış metal səthlərin rənglənməsi | m(2) | 3.5 | 1.2526 | 4.3841 | 0% | 0 | 0% | 0 | 0% | 0 | 0% | 0 | 0
9.17 | İstilik məntəqəsi (Qazanxananın avtomatikası) | 0 | [8 empty] | 0 | 0% | 1038012.0552 | 0
1 | NÖC üçün polad lövhələrin quraşdırılması ölçüsü: 700 x 600 mm (Nəzarət paneli quraşdırılması ) | ədəd | 1 | 92.104 | 92.104 | 0% | 0 | 0% | 0 | 0% | 0
2 | Nəzarət paneli, | ədəd | 1 | 844.5764 | 844.5764 | 0% | 0 | 0% | 0 | 0% | 0
3 | Motor idarəetmə paneli 0,4 kV 50A (Nasosların uzaqdan idarə olunması-açıb qapatma) (600x500x200 mm) (Nasosların idarə paneli) | dəst | 3 | 1173.7296 | 3521.1888 | 0% | 0 | 0% | 0 | 0% | 0
4 | Lövhə və pultlar, kütləsi: 50 kq–a qədər (Nasosların idarə paneli) | ədəd | 3 | 101.2504 | 303.7512 | 0% | 0 | 0% | 0 | 0% | 0
5 | Nəzarət kabeli 4x2,5 | m | 70 | 2.1788 | 152.516 | 0% | 0 | 0% | 0 | 0% | 0
6 | Ümumi hörmədə birinci birdamarlı və ya çoxdamarlı naqillərin çəkilmiş borulara dartılması, ümumi en kəsiyi, mm², qədər: 16 | m | 35 | 2.038 | 71.33 | 0% | 0 | 0% | 0 | 0% | 0
7 | Qoruyucu örtükdə naqil və ya iki-beş damarlı kabel divarların və örtüklərin hazır kanallarında (Kabelin divarda quraşdırılması) | m | 35 | 1.8952 | 66.332 | 0% | 0 | 0% | 0 | 0% | 0
8 | Polad boru, diametri 25x2,5 | m | 35 | 3.3518 | 117.313 | 0% | 0 | 0% | 0 | 0% | 0
9 | Quraşdırılmış konstruksiyalar üzrə polad boru, hazır şırımlarda, döşəmənin əsası üzrə, diametri, mm, qədər:25 | m | 35 | 2.4766 | 86.681 | 0% | 0 | 0% | 0 | 0% | 0
9.18 | İstilik məntəqəsi (Qazın avtomatikası) | 0 | [8 empty] | 0
1 | Qaz detektoru (Qaz detektoru ) | ədəd | 1 | 26.006 | 26.006 | 0% | 0 | 0% | 0 | 0% | 0 | 100% | 5766733.6403 | 0
2 | Stasionar metal detektorları, tağşəkilli tipli | ədəd | 1 | 24.6412 | 24.6412 | 0% | 0 | 0% | 0 | 0% | 0 | 100% | 5766733.6403 | 0
3 | Üç girişli ventil, 220 V ,16 ATM,1 m-lik kabelli,yarım zqonlu,çöl diş yivli,ölçüləri 3/4" (servomotorlu) (Avtomatik ventil) | ədəd | 1 | 285.2696 | 285.2696 | 0% | 0 | 0% | 0 | 0% | 0 | 100% | 5766733.6403 | 0
4 | 300/500V 2x2,5 telefon, LAN, koaksial kabel (Siqnal kabeli) | m | 65 | 2.3216 | 150.904 | 0% | 0 | 0% | 0 | 0% | 0 | 0% | 0 | 0
5 | Qoruyucu örtükdə naqil və ya iki-beş damarlı kabel divarların və örtüklərin hazır kanallarında | m | 65 | 1.885 | 122.525 | 0% | 0 | 0% | 0 | 0% | 0 | 0% | 1038012.0552 | 0
6 | Rele modulu | ədəd | 1 | 109.6154 | 109.6154 | 0% | 0 | 0% | 0 | 0% | 0 | 0% | 0 | 0
7 | Pult və panellərdə əlavə quraşdırılma :rele (Rele) | ədəd | 1 | 6.4852 | 6.4852 | 0% | 0 | 0% | 0 | 0% | 0 | 0% | 0 | 0
8 | Metal konstruksiyalar | ton | 0.005 | 3488.296 | 17.4415 | 0% | 0 | 0% | 0 | 0% | 0 | 0% | 0 | 0
9.19 | İstilik şəbəkəsi (İstilik şəbəkəsinin boruları) | 0 | [8 empty] | 0 | 0% | 0 | 0
1 | Boru kəmərlərinin şərti təzyiq 1,6 MPa, temperatur 150° C olduqda keçilməz kanallarda çəkilməsi, boruların diametri: 50 mm (-ə qədər (drenaj üçün)) | km | 0.008 | 8181.7954 | 65.4544 | 0% | 0 | 0% | 0 | 0% | 0 | 0% | 0 | 0
2 | Qaz-su xətləri üçün şərti keçid diametri 25 mm, divarının qalınlığı 3,2 mm olan sinklənmiş, adi, yivli, qaynaq edilmiş polad borular | m | 8 | 4.1168 | 32.9344 | 0% | 0 | 0% | 0 | 0% | 0 | 0% | 0 | 0
3 | Penopoliuretan (PPU) izolyasiyalı boru kəmərlərinin birləşmə yerlərini penopoliuretanla izolyasiya etməklə, şərti təzyiq 1,6 MPa, temperatur 150 ° C olduqda kanalsız çəkilməsi, boruların diametri: 50 mm | km | 0.01 | 13262.7112 | 132.6271 | 0% | 0 | 0% | 0 | 0% | 0 | 0% | 0 | 0
4 | Geotermal polad boru, polietilen boru örtüklü (90 mm), poliuretan izolyasiyalı, daxili diametri 25 mm (İzolyasiyalı Boru 25/75) | m | 10 | 13.3172 | 133.172 | 0% | 0 | 0% | 0 | 0% | 0 | 0% | 0 | 0
5 | Penopoliuretan (PPU) izolyasiyalı boru kəmərlərinin birləşmə yerlərini penopoliuretanla izolyasiya etməklə, şərti təzyiq 1,6 MPa, temperatur 150 ° C olduqda kanalsız çəkilməsi, boruların diametri: 80 mm | km | 0.03 | 14257.4968 | 427.7249 | 0% | 0 | 0% | 0 | 0% | 0 | 0% | 0 | 0
6 | Geotermal polad boru, polietilen boru örtüklü (140 mm), poliuretan izolyasiyalı, daxili diametri 65 mm (İzolyasiyalı Boru 76/140) | m | 30 | 27.8726 | 836.178 | 0% | 0 | 0% | 0 | 0% | 0 | 0% | 0 | 0
7 | Geotermal polad boru, polietilen boru örtüklü (90 mm), poliuretan izolyasiyalı, daxili diametri 25 mm (Birləşmə parçaları L=0.5m 7əd) | m | 3.5 | 13.3172 | 46.6102 | 0% | 0 | 0% | 0 | 0% | 0 | 0% | 0 | 0
8 | Geotermal polad boru, polietilen boru örtüklü (140 mm), poliuretan izolyasiyalı, daxili diametri 65 mm (D70mm Birləşmə parçaları L=0.5m 7əd) | m | 3.5 | 27.8726 | 97.5541 | 0% | 0 | 0% | 0 | 0% | 0 | 0% | 0 | 0
9 | İsti su və buxar üçün siyirtmələrin və polad klapanların qoyulması, boruların diametri: 50 mm (polad bağlayıcıların quraşdırılması) | dəst | 4 | 33.148 | 132.592 | 0% | 0 | 0% | 0 | 0% | 0 | 0% | 0 | 0
10 | Ventil, 25mm | ədəd | 4 | 6.6464 | 26.5856 | 0% | 0 | 0% | 0 | 0% | 0 | 0% | 0 | 0
11 | Flansların polad boru kəmərlərinə qaynaq edilməsi, diametri: 50 mm (-ə qədər) | ədəd | 8 | 21.9586 | 175.6688 | 0% | 0 | 0% | 0 | 0% | 0 | 0% | 0 | 0
12 | Poladdan, boru kəmərləri üçün, birləşmə çıxışlı flanslar, şərti təzyiqi Pş 1,0 Mpa (10 kqq/sm²), şərti keçid diametri 40 mm ( D25mm) | ədəd | 8 | 4.3616 | 34.8928 | 0% | 0 | 0% | 0 | 0% | 0 | 0% | 0 | 0
13 | Metal səthlərin yağlı boya ilə rənglənməsi: polad tirlərin, diametri 50 mm və ondan artıq boruların, rənglənmənin sayı 2 dəfə | m(2) | 0.8 | 6.169 | 4.9352 | 0% | 0 | 0% | 0 | 0% | 0 | 75.76% | 50000.0061 | 0
14 | Çalovunun tutumu 0,5 (0,5-0,63) m3 olan ekskavatorlarla qruntun özüboşaldan avtomobillərə yüklənməklə qazılması, qruntun qrupu: 2 | m(3) | 11 | 0.8612 | 9.4732 | 0% | 0 | 0% | 0 | 0% | 0 | 0% | 0 | 0
15 | Dərinliyi 2 m-ə qədər olan yamaclı xəndəklərdə qruntun bərkitmələr olmadan əl ilə qazılması, qruntun qrupu: 2 | m(3) | 1.2 | 8.96 | 10.752 | 0% | 0 | 0% | 0 | 0% | 0 | 0% | 0 | 0
16 | Boru kəmərlərin altında əsasın düzəldilməsi: qumdan | m(3) | 2.4 | 24.9574 | 59.8978 | 0% | 0 | 0% | 0 | 0% | 0
17 | Qruntu 5 m-ə qədər məsafəyə yerinin dəyişdirilməsi ilə çalaların və xəndəklərin buldozerlərlə doldurulması, buldozerin gücü: 59 (80) kVt (a.g.), 2-ci qrup qrunt | m(3) | 8.1 | 0.9 | 7.29 | 0% | 0 | 0% | 0 | 0% | 0
18 | Xəndəklərin, çalaların və çuxurların əl ilə doldurulması, qruntun qrupu: 2 | m(3) | 0.9 | 8.16 | 7.344 | 0% | 0 | 0% | 0 | 0% | 0
19 | Pnevmatik döyəcləyicilərlə qruntun sıxlaşdırılması, qruntun qrupu: 1, 2 | m(3) | 8.1 | 2 | 16.2 | 0% | 0 | 0% | 0 | 0% | 0
10.1 | V=81 m3-luq yanğın əleyhinə 1-ci su anbarı (Tikinti işləri) | 0 | [8 empty] | 0
1 | Çalovunun tutumu 0,5 (0,5-0,63) m3 olan «əks çalovlu» və ya «draqlayn» tipli ekskavatorlarla qruntun kənara atılaraq qazılması, qruntun qrupu: 2 | m(3) | 430 | 0.9 | 387 | 0% | 0 | 0% | 0 | 0% | 0
2 | Dərinliyi 2 m-ə qədər olan yamaclı xəndəklərdə qruntun bərkitmələr olmadan əl ilə qazılması, qruntun qrupu: 2 | m(3) | 13 | 8.96 | 116.48 | 0% | 0 | 0% | 0 | 0% | 0
3 | Qruntu 5 m-ə qədər məsafəyə yerinin dəyişdirilməsi ilə çalaların və xəndəklərin buldozerlərlə doldurulması, buldozerin gücü: 59 (80) kVt (a.g.), 2-ci qrup qrunt | m(3) | 225 | 0.9 | 202.5 | 0% | 0 | 0% | 0 | 0% | 0
4 | Pnevmatik döyəcləyicilərlə qruntun sıxlaşdırılması, qruntun qrupu: 1, 2 | m(3) | 225 | 2 | 450 | 0% | 0 | 0% | 0 | 0% | 0
5 | Xəndəklərin, çalaların və çuxurların əl ilə doldurulması, qruntun qrupu: 2 | m(3) | 56 | 8.16 | 456.96 | 0% | 0 | 0% | 0 | 0% | 0
6 | Çalovun tutumu 0,65(0,5-1) m3 olan “əks çalov”lu ekskavatorlarla qruntun xəndəklərdən kənara atılaraq qazılması, qruntun qrupu:2 (çənin üstünün torpaqla örtülür) | m(3) | 62 | 0.9 | 55.8 | 0% | 0 | 0% | 0 | 0% | 0
7 | Çalovunun tutumu 0,5 (0,5-0,63) m3 olan ekskavatorlarla qruntun özüboşaldan avtomobillərə yüklənməklə qazılması, qruntun qrupu: 2 | m(3) | 87 | 0.9 | 78.3 | 0% | 0 | 0% | 0 | 0% | 0 | 100% | 5766733.6403 | 0
8 | Özüboşaldan avtomobil, 17 t daşınma məsafəsi - 5 km. 1-ci sinifli yük | ton | 156.6 | 1.63 | 255.258 | 0% | 0 | 0% | 0 | 0% | 0 | 100% | 5766733.6403 | 0
9 | Torpağın töküntü yerində işlərin yerinə yetirilməsi, qruntun qrupu: 2-3 | m(3) | 87 | 0.902 | 78.474 | 0% | 0 | 0% | 0 | 0% | 0 | 100% | 5766733.6403 | 0
10 | Bünövrə altı əsasların qurulması:qırmadaşlı | m(3) | 7.2 | 34.4128 | 247.7722 | 0% | 0 | 0% | 0 | 0% | 0 | 0% | 0 | 0
11 | Beton hazırlıq qatının düzəldilməsi. (b7.5) | m(3) | 3.4 | 97.985 | 333.149 | 0% | 0 | 0% | 0 | 0% | 0 | 0% | 1038012.0552 | 0
12 | Divar və bünövrələrin hidroizolyasiyası: üfüqi, 2 qat yapışdırıcılı | m(2) | 34 | 9.8818 | 335.9812 | 0% | 0 | 0% | 0 | 0% | 0
13 | Birləşdirici qatın düzəldilməsi: sement, qalınlığı 20 mm | m(2) | 34 | 5.4733 | 186.0908 | 0% | 0 | 0% | 0 | 0% | 0
14 | Birləşdirici qatın düzəldilməsi: (əlavə 10mm) | m(2) | 34 | 1.477 | 50.218 | 0% | 0 | 0% | 0 | 0% | 0
15 | Divarların və yastı diblərin quraşdırılması, qalınlığı: 150 mm-dən artıq düzbucaqlı qurğuları (b25) | m(3) | 27.73 | 212.5252 | 5893.3238 | 0% | 0 | 0% | 0 | 0% | 0
16 | A-1 sinifli armatur | ton | 0.067 | 1325.1 | 88.7817 | 0% | 0 | 0% | 0 | 0% | 0
17 | A-3 sinifli armatur | ton | 3.159 | 1200.1 | 3791.1159 | 0% | 0 | 0% | 0 | 0% | 0
18 | Birləşdirici qatın düzəldilməsi: sement, qalınlığı 20 mm (maillik üzrə) | m(2) | 31.4 | 5.4733 | 171.8603 | 0% | 0 | 0% | 0 | 0% | 0
19 | Sement örtüklərin möhkəmləndirilməsi | m(2) | 31.4 | 1.514 | 47.5396 | 0% | 0 | 0% | 0 | 0% | 0 | 100% | 5766733.6403 | 0
20 | Beton və daş səthlərin sement-əhəng və ya sement məhlulu ilə suvanması: divarların, sadə | m(2) | 104.2 | 10.504 | 1094.5168 | 0% | 0 | 0% | 0 | 0% | 0 | 100% | 5766733.6403 | 0
21 | Divar və bünövrələrin hidroizolyasiyası: yandan, kərpic, beton və but hörgüsünün düzləndirilmiş səthi üzrə yapışdırıcılı 2 qat | m(2) | 104.2 | 11.8912 | 1239.063 | 0% | 0 | 0% | 0 | 0% | 0 | 100% | 5766733.6403 | 0
22 | Örtü və örtüklərin, penoplastdan olan məmulatlarla tam quru izolyasiya edilməsi (Qoruyucu qat-qal.20mm) | m(3) | 2.1 | 69.3274 | 145.5875 | 0% | 0 | 0% | 0 | 0% | 0 | 0% | 0 | 0
23 | Penopolistrol istilik izolyasiya plitələri | m(3) | 2.1 | 66.5 | 139.65 | 0% | 0 | 0% | 0 | 0% | 0 | 0% | 1038012.0552 | 0
24 | Tirsiz örtüklərin qurulması, qalınlığı: 200 mm-ə qədər, dayaq meydançasından 6 m-ə qədər hündürlükdə (b25) | m(3) | 4.13 | 280 | 1156.4 | 0% | 0 | 0% | 0 | 0% | 0
25 | A-1 sinifli armatur | ton | 0.028 | 1325.1 | 37.1028 | 0% | 0 | 0% | 0 | 0% | 0
26 | A-3 sinifli armatur | ton | 0.5 | 1200.1 | 600.05 | 0% | 0 | 0% | 0 | 0% | 0
27 | Boru kəmərləri bünövrə və zirzəmi divarlarından keçdikdə, kipgəclərin birləşmə yerlərinin doldurulması, boruların diametri: 100 mm-ə qədər | ədəd | 1 | 29.4862 | 29.4862 | 0% | 0 | 0% | 0 | 0% | 0
28 | Lyukun qurulması | ədəd | 1 | 136.5964 | 136.5964 | 0% | 0 | 0% | 0 | 0% | 0
29 | Çəpərləmə ilə düzxətli və əyrixətli yanğın pilləkənlərinin quraşdırılması | ton | 0.054 | 3264.1 | 176.2614 | 0% | 0 | 0% | 0 | 0% | 0 | 100% | 5766733.6403 | 0
30 | Metal səthlərin yağlı boya ilə rənglənməsi: böyük səthlərin (dam örtüyündən başqa), rənglənmənin sayı 2 dəfə | m(2) | 1.51 | 2.9254 | 4.4174 | 0% | 0 | 0% | 0 | 0% | 0 | 100% | 5766733.6403 | 0
31 | Elektrik qaynaqlı polad borulardan istilik və su təchizatı boru kəmərlərinin çəkilməsi, diametri: 100 mm | m | 2.2 | 12.0646 | 26.5421 | 0% | 0 | 0% | 0 | 0% | 0 | 100% | 5766733.6403 | 0
32 | Sement-qum düzləndirici qatın hazırlanması: 15 mm qalınlığında | m(2) | 38.5 | 3.772 | 145.222 | 0% | 0 | 0% | 0 | 0% | 0 | 0% | 0 | 0
33 | Sement-qum düzləndirici qatın hazırlanması: (5mm əlavə) | m(2) | 38.5 | 0.953 | 36.6905 | 0% | 0 | 0% | 0 | 0% | 0 | 0% | 1038012.0552 | 0
34 | Əridilən materiallardan maili dam örtüyünün düzəldilməsi: 2 qatlı | m(2) | 38.5 | 6.5464 | 252.0364 | 0% | 0 | 0% | 0 | 0% | 0
35 | Sement-qum düzləndirici qatın hazırlanması: 15 mm qalınlığında | m(2) | 38.5 | 3.772 | 145.222 | 0% | 0 | 0% | 0 | 0% | 0
36 | Sement-qum düzləndirici qatın hazırlanması: (15mm əlavə) | m(2) | 38.5 | 0.953 | 36.6905 | 0% | 0 | 0% | 0 | 0% | 0
37 | Tutumun suburaxma davamlılığına sınağı | m(3) | 81 | 1.9462 | 157.6422 | 0% | 0 | 0% | 0 | 0% | 0
10.2 | V=81 m3-luq yanğın əleyhinə 1-ci su anbarı (Borular) | 0 | [8 empty] | 0
1 | Elektrik qaynaqlı polad borulardan istilik və su təchizatı boru kəmərlərinin çəkilməsi, diametri: 125 mm (Doldurma borusu. Elektrik qaynaqlı polad boru D114x3.5mm) | m | 5 | 14.7574 | 73.787 | 0% | 0 | 0% | 0 | 0% | 0
2 | Diametri 114x4.5mm polad boru (D114x3.5mm) | m | 5 | 27.8114 | 139.057 | 0% | 0 | 0% | 0 | 0% | 0
3 | İstilik sistemi, su kəməri və isti su təchizatı boru kəmərlərinin hidravlik sınağı, boruların diametri: 100 mm-ə qədər | m | 5 | 85.882 | 429.41 | 0% | 0 | 0% | 0 | 0% | 0
4 | Polad Əymə 108X5 (D114) | ədəd | 2 | 12.1646 | 24.3292 | 0% | 0 | 0% | 0 | 0% | 0
5 | Metal səthlərin bir dəfə astarlanması | m(2) | 0.6 | 113.4118 | 68.0471 | 0% | 0 | 0% | 0 | 0% | 0 | 100% | 5766733.6403 | 0
6 | Metal səthlərin yağlı boya ilə rənglənməsi: polad tirlərin, diametri 50 mm və ondan artıq boruların, rənglənmənin sayı 2 dəfə | m(2) | 0.6 | 591.7204 | 355.0322 | 0% | 0 | 0% | 0 | 0% | 0 | 100% | 5766733.6403 | 0
11.1 | V=81 m3-luq yanğın əleyhinə 2-ci su anbarı (Tikinti işləri) | 0 | [8 empty] | 0 | 100% | 5766733.6403 | 0
1 | Çalovunun tutumu 0,5 (0,5-0,63) m3 olan «əks çalovlu» və ya «draqlayn» tipli ekskavatorlarla qruntun kənara atılaraq qazılması, qruntun qrupu: 2 | m(3) | 430 | 0.9 | 387 | 0% | 0 | 0% | 0 | 0% | 0 | 0% | 0 | 0
2 | Dərinliyi 2 m-ə qədər olan yamaclı xəndəklərdə qruntun bərkitmələr olmadan əl ilə qazılması, qruntun qrupu: 2 | m(3) | 13 | 8.96 | 116.48 | 0% | 0 | 0% | 0 | 0% | 0 | 0% | 1038012.0552 | 0
3 | Qruntu 5 m-ə qədər məsafəyə yerinin dəyişdirilməsi ilə çalaların və xəndəklərin buldozerlərlə doldurulması, buldozerin gücü: 59 (80) kVt (a.g.), 2-ci qrup qrunt | m(3) | 225 | 0.9 | 202.5 | 0% | 0 | 0% | 0 | 0% | 0 | 100% | 1308.3048 | 0
4 | Pnevmatik döyəcləyicilərlə qruntun sıxlaşdırılması, qruntun qrupu: 1, 2 | m(3) | 225 | 2 | 450 | 0% | 0 | 0% | 0 | 0% | 0 | 100% | 1100.6492 | 0
5 | Xəndəklərin, çalaların və çuxurların əl ilə doldurulması, qruntun qrupu: 2 | m(3) | 56 | 8.16 | 456.96 | 0% | 0 | 0% | 0 | 0% | 0 | 0% | 0 | 0
6 | Çalovun tutumu 0,65(0,5-1) m3 olan “əks çalov”lu ekskavatorlarla qruntun xəndəklərdən kənara atılaraq qazılması, qruntun qrupu:2 (çənin üstünün torpaqla örtülür) | m(3) | 62 | 0.9 | 55.8 | 0% | 0 | 0% | 0 | 0% | 0 | 0% | 0 | 0
7 | Çalovunun tutumu 0,5 (0,5-0,63) m3 olan ekskavatorlarla qruntun özüboşaldan avtomobillərə yüklənməklə qazılması, qruntun qrupu: 2 | m(3) | 87 | 0.9 | 78.3 | 0% | 0 | 0% | 0 | 0% | 0 | 42.21% | 1049.7371 | 0
8 | Özüboşaldan avtomobil, 17 t daşınma məsafəsi - 5 km. 1-ci sinifli yük | ton | 156.6 | 1.63 | 255.258 | 0% | 0 | 0% | 0 | 0% | 0 | 0% | 0 | 0
9 | Torpağın töküntü yerində işlərin yerinə yetirilməsi, qruntun qrupu: 2-3 | m(3) | 87 | 0.902 | 78.474 | 0% | 0 | 0% | 0 | 0% | 0 | 0% | 0 | 0
10 | Bünövrə altı əsasların qurulması:qırmadaşlı | m(3) | 7.2 | 34.4128 | 247.7722 | 0% | 0 | 0% | 0 | 0% | 0 | 0% | 0 | 0
11 | Beton hazırlıq qatının düzəldilməsi. (b7.5) | m(3) | 3.4 | 97.985 | 333.149 | 0% | 0 | 0% | 0 | 0% | 0 | 8.554% | 345.0485 | 0
12 | Divar və bünövrələrin hidroizolyasiyası: üfüqi, 2 qat yapışdırıcılı | m(2) | 34 | 9.8818 | 335.9812 | 0% | 0 | 0% | 0 | 0% | 0 | 8.454% | 55.2997 | 0
13 | Birləşdirici qatın düzəldilməsi: sement, qalınlığı 20 mm | m(2) | 34 | 5.4733 | 186.0908 | 0% | 0 | 0% | 0 | 0% | 0 | 0% | 0 | 0
14 | Birləşdirici qatın düzəldilməsi: (əlavə 10mm) | m(2) | 34 | 1.477 | 50.218 | 0% | 0 | 0% | 0 | 0% | 0 | 0% | 0 | 0
15 | Divarların və yastı diblərin quraşdırılması, qalınlığı: 150 mm-dən artıq düzbucaqlı qurğuları (b25) | m(3) | 27.73 | 212.5252 | 5893.3238 | 0% | 0 | 0% | 0 | 0% | 0 | 0% | 0 | 0
16 | A-1 sinifli armatur | ton | 0.067 | 1325.1 | 88.7817 | 0% | 0 | 0% | 0 | 0% | 0 | 0% | 0 | 0
17 | A-3 sinifli armatur | ton | 3.159 | 1200.1 | 3791.1159 | 0% | 0 | 0% | 0 | 0% | 0 | 30.97% | 22803.2012 | 0
18 | Birləşdirici qatın düzəldilməsi: sement, qalınlığı 20 mm (maillik üzrə) | m(2) | 31.4 | 5.4733 | 171.8603 | 0% | 0 | 0% | 0 | 0% | 0 | 24.5% | 6773.6079 | 0
19 | Sement örtüklərin möhkəmləndirilməsi | m(2) | 31.4 | 1.514 | 47.5396 | 0% | 0 | 0% | 0 | 0% | 0 | 44.65% | 6859.5267 | 0
20 | Beton və daş səthlərin sement-əhəng və ya sement məhlulu ilə suvanması: divarların, sadə | m(2) | 104.2 | 10.504 | 1094.5168 | 0% | 0 | 0% | 0 | 0% | 0 | 0% | 0 | 0
21 | Divar və bünövrələrin hidroizolyasiyası: yandan, kərpic, beton və but hörgüsünün düzləndirilmiş səthi üzrə yapışdırıcılı 2 qat | m(2) | 104.2 | 11.8912 | 1239.063 | 0% | 0 | 0% | 0 | 0% | 0 | 0% | 0 | 0
22 | Örtü və örtüklərin, penoplastdan olan məmulatlarla tam quru izolyasiya edilməsi (Qoruyucu qat-qal.20mm) | m(3) | 2.1 | 69.3274 | 145.5875 | 0% | 0 | 0% | 0 | 0% | 0 | 0% | 0 | 0
23 | Penopolistrol istilik izolyasiya plitələri | m(3) | 2.1 | 66.5 | 139.65 | 0% | 0 | 0% | 0 | 0% | 0 | 30.07% | 1168.3312 | 0
24 | Tirsiz örtüklərin qurulması, qalınlığı: 200 mm-ə qədər, dayaq meydançasından 6 m-ə qədər hündürlükdə (b25) | m(3) | 4.13 | 280 | 1156.4 | 0% | 0 | 0% | 0 | 0% | 0 | 24.5% | 12700.5148 | 0
25 | A-1 sinifli armatur | ton | 0.028 | 1325.1 | 37.1028 | 0% | 0 | 0% | 0 | 0% | 0 | 44.64% | 4260.3613 | 0
26 | A-3 sinifli armatur | ton | 0.5 | 1200.1 | 600.05 | 0% | 0 | 0% | 0 | 0% | 0 | 0% | 0 | 0
27 | Boru kəmərləri bünövrə və zirzəmi divarlarından keçdikdə, kipgəclərin birləşmə yerlərinin doldurulması, boruların diametri: 100 mm-ə qədər | ədəd | 1 | 29.4862 | 29.4862 | 0% | 0 | 0% | 0 | 0% | 0 | 0% | 0 | 0
28 | Lyukun qurulması | ədəd | 1 | 136.5964 | 136.5964 | 0% | 0 | 0% | 0 | 0% | 0 | 0% | 0 | 0
29 | Çəpərləmə ilə düzxətli və əyrixətli yanğın pilləkənlərinin quraşdırılması | ton | 0.054 | 3264.1 | 176.2614 | 0% | 0 | 0% | 0 | 0% | 0 | 0% | 0 | 0
30 | Metal səthlərin yağlı boya ilə rənglənməsi: böyük səthlərin (dam örtüyündən başqa), rənglənmənin sayı 2 dəfə | m(2) | 1.51 | 2.9254 | 4.4174 | 0% | 0 | 0% | 0 | 0% | 0 | 0% | 0 | 0
31 | Elektrik qaynaqlı polad borulardan istilik və su təchizatı boru kəmərlərinin çəkilməsi, diametri: 100 mm | m | 2.2 | 12.0646 | 26.5421 | 0% | 0 | 0% | 0 | 0% | 0 | 0% | 0 | 0
32 | Sement-qum düzləndirici qatın hazırlanması: 15 mm qalınlığında | m(2) | 38.5 | 3.772 | 145.222 | 0% | 0 | 0% | 0 | 0% | 0 | 62.02% | 2404.8 | 0
33 | Sement-qum düzləndirici qatın hazırlanması: (5mm əlavə) | m(2) | 38.5 | 0.953 | 36.6905 | 0% | 0 | 0% | 0 | 0% | 0 | 50.2% | 1349.6524 | 0
34 | Əridilən materiallardan maili dam örtüyünün düzəldilməsi: 2 qatlı | m(2) | 38.5 | 6.5464 | 252.0364 | 0% | 0 | 0% | 0 | 0% | 0 | 0% | 0 | 0
35 | Sement-qum düzləndirici qatın hazırlanması: 15 mm qalınlığında | m(2) | 38.5 | 3.772 | 145.222 | 0% | 0 | 0% | 0 | 0% | 0 | 0% | 0 | 0
36 | Sement-qum düzləndirici qatın hazırlanması: (15mm əlavə) | m(2) | 38.5 | 0.953 | 36.6905 | 0% | 0 | 0% | 0 | 0% | 0 | 49.53% | 830.8502 | 0
37 | Tutumun suburaxma davamlılığına sınağı | m(3) | 81 | 1.9462 | 157.6422 | 0% | 0 | 0% | 0 | 0% | 0 | 62.02% | 283.6 | 0
11.2 | V=81 m3-luq yanğın əleyhinə 2-ci su anbarı (Borular) | 0 | [8 empty] | 0 | 50% | 315.2461 | 0
1 | Elektrik qaynaqlı polad borulardan istilik və su təchizatı boru kəmərlərinin çəkilməsi, diametri: 125 mm (Doldurma borusu. Elektrik qaynaqlı polad boru D114x3.5mm) | m | 5 | 14.7574 | 73.787 | 0% | 0 | 0% | 0 | 0% | 0 | 0% | 0 | 0
2 | Diametri 114x4.5mm polad boru (D114x3.5mm) | m | 5 | 27.8114 | 139.057 | 0% | 0 | 0% | 0 | 0% | 0
3 | İstilik sistemi, su kəməri və isti su təchizatı boru kəmərlərinin hidravlik sınağı, boruların diametri: 100 mm-ə qədər | m | 5 | 85.882 | 429.41 | 0% | 0 | 0% | 0 | 0% | 0
4 | Polad Əymə 108X5 (D114) | ədəd | 2 | 12.1646 | 24.3292 | 0% | 0 | 0% | 0 | 0% | 0
5 | Metal səthlərin bir dəfə astarlanması astarı ilə | m(2) | 0.6 | 113.4118 | 68.0471 | 0% | 0 | 0% | 0 | 0% | 0
6 | Metal səthlərin yağlı boya ilə rənglənməsi: polad tirlərin, diametri 50 mm və ondan artıq boruların, rənglənmənin sayı 2 dəfə | m(2) | 0.6 | 591.7204 | 355.0322 | 0% | 0 | 0% | 0 | 0% | 0 | 100% | 5766733.6403 | 0
12.1 | V=27 m3-luq 1-ci içməli su anbarı (Tikinti işləri) | 0 | [8 empty] | 0 | 100% | 5766733.6403 | 0
1 | Çalovunun tutumu 0,5 (0,5-0,63) m3 olan «əks çalovlu» və ya «draqlayn» tipli ekskavatorlarla qruntun kənara atılaraq qazılması, qruntun qrupu: 2 | m(3) | 143 | 0.9 | 128.7 | 0% | 0 | 0% | 0 | 0% | 0 | 100% | 5766733.6403 | 0
2 | Dərinliyi 2 m-ə qədər olan yamaclı xəndəklərdə qruntun bərkitmələr olmadan əl ilə qazılması, qruntun qrupu: 2 | m(3) | 4 | 8.96 | 35.84 | 0% | 0 | 0% | 0 | 0% | 0 | 0% | 0 | 0
3 | Torpağın töküntü yerində işlərin yerinə yetirilməsi, qruntun qrupu: 2-3 | m(3) | 147 | 0.902 | 132.594 | 0% | 0 | 0% | 0 | 0% | 0 | 0% | 1038012.0552 | 0
4 | Qruntu 5 m-ə qədər məsafəyə yerinin dəyişdirilməsi ilə çalaların və xəndəklərin buldozerlərlə doldurulması, buldozerin gücü: 59 (80) kVt (a.g.), 2-ci qrup qrunt | m(3) | 86 | 0.9 | 77.4 | 0% | 0 | 0% | 0 | 0% | 0
5 | Xəndəklərin, çalaların və çuxurların əl ilə doldurulması, qruntun qrupu: 2 | m(3) | 21 | 8.16 | 171.36 | 0% | 0 | 0% | 0 | 0% | 0
6 | Pnevmatik döyəcləyicilərlə qruntun sıxlaşdırılması, qruntun qrupu: 1, 2 | m(3) | 86 | 2 | 172 | 0% | 0 | 0% | 0 | 0% | 0
7 | Çalovunun tutumu 0,5 (0,5-0,63) m3 olan «əks çalovlu» və ya «draqlayn» tipli ekskavatorlarla qruntun kənara atılaraq qazılması, qruntun qrupu: 2 | m(3) | 26 | 0.9 | 23.4 | 0% | 0 | 0% | 0 | 0% | 0
8 | Bünövrə altı əsasların qurulması:qırmadaşlı | m(3) | 3.2 | 34.4128 | 110.121 | 0% | 0 | 0% | 0 | 0% | 0
9 | Beton hazırlıq qatının düzəldilməsi. (b7.5) | m(3) | 1.44 | 10.7885 | 15.5354 | 0% | 0 | 0% | 0 | 0% | 0
10 | Divar və bünövrələrin hidroizolyasiyası: üfüqi, 2 qat yapışdırıcılı | m(2) | 14.4 | 9.8818 | 142.2979 | 0% | 0 | 0% | 0 | 0% | 0
11 | Birləşdirici qatın düzəldilməsi: sement, qalınlığı 20 mm | m(2) | 14.4 | 5.4733 | 78.8149 | 0% | 0 | 0% | 0 | 0% | 0 | 100% | 5766733.6403 | 0
12 | Birləşdirici qatın düzəldilməsi: (əlavə 10mm) | m(2) | 14.4 | 1.5362 | 22.1213 | 0% | 0 | 0% | 0 | 0% | 0 | 100% | 5766733.6403 | 0
13 | Divarların və yastı diblərin quraşdırılması, qalınlığı: 150 mm-dən artıq düzbucaqlı qurğuları (b25) | m(3) | 14.49 | 212.5252 | 3079.4901 | 0% | 0 | 0% | 0 | 0% | 0 | 100% | 5766733.6403 | 0
14 | A-1 sinifli armatur | ton | 0.033 | 1325.1 | 43.7283 | 0% | 0 | 0% | 0 | 0% | 0 | 0% | 0 | 0
15 | A-3 sinifli armatur | ton | 1.64 | 1200.1 | 1968.164 | 0% | 0 | 0% | 0 | 0% | 0 | 0% | 1038012.0552 | 0
16 | Birləşdirici qatın düzəldilməsi: sement, qalınlığı 20 mm (maillik üzrə) | m(2) | 9 | 5.4733 | 49.2593 | 0% | 0 | 0% | 0 | 0% | 0
17 | Sement örtüklərin möhkəmləndirilməsi | m(2) | 14.4 | 1.514 | 21.8016 | 0% | 0 | 0% | 0 | 0% | 0
18 | Beton və daş səthlərin sement-əhəng və ya sement məhlulu ilə suvanması: divarların, sadə | m(2) | 52.9 | 10.504 | 555.6616 | 0% | 0 | 0% | 0 | 0% | 0
19 | Örtü və örtüklərin, penoplastdan olan məmulatlarla tam quru izolyasiya edilməsi (Qoruyucu qat-qal.20mm) | m(3) | 1.06 | 134.1382 | 142.1865 | 0% | 0 | 0% | 0 | 0% | 0
20 | Penopolistrol istilik izolyasiya plitələri | m(3) | 1.06 | 66.5 | 70.49 | 0% | 0 | 0% | 0 | 0% | 0
21 | Divar və bünövrələrin hidroizolyasiyası: yandan, kərpic, beton və but hörgüsünün düzləndirilmiş səthi üzrə yapışdırıcılı 2 qat | m(2) | 52.9 | 11.8912 | 629.0445 | 0% | 0 | 0% | 0 | 0% | 0 | 100% | 5766733.6403 | 0
22 | Tirsiz örtüklərin qurulması, qalınlığı: 200 mm-ə qədər, dayaq meydançasından 6 m-ə qədər hündürlükdə (b25) | m(3) | 1.58 | 280 | 442.4 | 0% | 0 | 0% | 0 | 0% | 0 | 100% | 5766733.6403 | 0
23 | A-1 sinifli armatur | ton | 0.011 | 1325.1 | 14.5761 | 0% | 0 | 0% | 0 | 0% | 0 | 100% | 5766733.6403 | 0
24 | A-3 sinifli armatur | ton | 0.197 | 1200.1 | 236.4197 | 0% | 0 | 0% | 0 | 0% | 0 | 0% | 0 | 0
25 | Boru kəmərləri bünövrə və zirzəmi divarlarından keçdikdə, kipgəclərin birləşmə yerlərinin doldurulması, boruların diametri: 100 mm-ə qədər | ədəd | 3 | 29.4862 | 88.4586 | 0% | 0 | 0% | 0 | 0% | 0 | 0% | 1038012.0552 | 0
26 | Boru kəmərləri bünövrə və zirzəmi divarlarından keçdikdə, kipgəclərin birləşmə yerlərinin doldurulması, boruların diametri: 200 mm-ə qədər | ədəd | 1 | 53.2318 | 53.2318 | 0% | 0 | 0% | 0 | 0% | 0
27 | Lyukun qurulması | ədəd | 1 | 136.5964 | 136.5964 | 0% | 0 | 0% | 0 | 0% | 0
28 | Çəpərləmə ilə düzxətli və əyrixətli yanğın pilləkənlərinin quraşdırılması | ton | 0.041 | 3264.1 | 133.8281 | 0% | 0 | 0% | 0 | 0% | 0
29 | Metal səthlərin yağlı boya ilə rənglənməsi: böyük səthlərin (dam örtüyündən başqa), rənglənmənin sayı 2 dəfə | m(2) | 2.6 | 2.9254 | 7.606 | 0% | 0 | 0% | 0 | 0% | 0
30 | Elektrik qaynaqlı polad borulardan istilik və su təchizatı boru kəmərlərinin çəkilməsi, diametri: 100 mm | m | 1.8 | 12.0646 | 21.7163 | 0% | 0 | 0% | 0 | 0% | 0
31 | Sement-qum düzləndirici qatın hazırlanması: 15 mm qalınlığında | m(2) | 12.8 | 3.772 | 48.2816 | 0% | 0 | 0% | 0 | 0% | 0
32 | Sement-qum düzləndirici qatın hazırlanması: (5mm əlavə) | m(2) | 12.8 | 0.953 | 12.1984 | 0% | 0 | 0% | 0 | 0% | 0
33 | Əridilən materiallardan maili dam örtüyünün düzəldilməsi: 2 qatlı | m(2) | 12.8 | 6.5464 | 83.7939 | 0% | 0 | 0% | 0 | 0% | 0 | 0% | 0 | 0
34 | Sement-qum düzləndirici qatın hazırlanması: 15 mm qalınlığında | m(2) | 12.8 | 3.772 | 48.2816 | 0% | 0 | 0% | 0 | 0% | 0 | 0% | 0 | 0
35 | Sement-qum düzləndirici qatın hazırlanması: (15mm əlavə) | m(2) | 12.8 | 0.953 | 12.1984 | 0% | 0 | 0% | 0 | 0% | 0
36 | Tutumun suburaxma davamlılığına sınağı | m(3) | 27 | 1.9462 | 52.5474 | 0% | 0 | 0% | 0 | 0% | 0
12.2 | V=27 m3-luq 1-ci içməli su anbarı (Borular) | 0 | [8 empty] | 0
1 | Elektrik qaynaqlı polad borulardan istilik və su təchizatı boru kəmərlərinin çəkilməsi, diametri: 65 mm (Doldurma borusu. Elektrik qaynaqlı polad boru D57x3.5mm) | m | 5 | 9.3514 | 46.757 | 0% | 0 | 0% | 0 | 0% | 0
2 | Xarici diametri 57 mm, divarının qalınlığı 3,5 mm olan poladdan, faskası çıxarılmış, düztikişli elektrik qaynaqlı polad borular | m | 5 | 8.6864 | 43.432 | 0% | 0 | 0% | 0 | 0% | 0
3 | İstilik sistemi, su kəməri və isti su təchizatı boru kəmərlərinin hidravlik sınağı, boruların diametri: 100 mm-ə qədər | m | 5 | 1.1876 | 5.938 | 0% | 0 | 0% | 0 | 0% | 0
4 | Polad Əymə 57X4 | ədəd | 2 | 4.0658 | 8.1316 | 0% | 0 | 0% | 0 | 0% | 0
5 | Üzgəc klapanlar (D50mm) | ədəd | 1 | 85.0946 | 85.0946 | 0% | 0 | 0% | 0 | 0% | 0
6 | Elektrik qaynaqlı polad borulardan istilik və su təchizatı boru kəmərlərinin çəkilməsi, diametri: 100 mm (Paylayıcı boru. Elektrik qaynaqlı polad boru D108x3.0mm) | m | 6 | 10.4734 | 62.8404 | 0% | 0 | 0% | 0 | 0% | 0
7 | Xarici diametri 108 mm, divarının qalınlığı 3,0 mm olan poladdan diametri 20 –dən 377 mm–dək, faskası çıxarılmış, düztikişli elektrik qaynaqlı polad borular | m | 6 | 17.846 | 107.076 | 0% | 0 | 0% | 0 | 0% | 0
8 | İstilik sistemi, su kəməri və isti su təchizatı boru kəmərlərinin hidravlik sınağı, boruların diametri: 100 mm-ə qədər | m | 6 | 1.1876 | 7.1256 | 0% | 0 | 0% | 0 | 0% | 0
9 | Boşaldıcı qıfların qoyulması, diametri: 150 mm (D108x190) | ədəd | 1 | 20.5102 | 20.5102 | 0% | 0 | 0% | 0 | 0% | 0
10 | Polad Əymə 108X5 | ədəd | 1 | 12.1646 | 12.1646 | 0% | 0 | 0% | 0 | 0% | 0 | 100% | 5766733.6403 | 0
11 | Elektrik qaynaqlı polad borulardan istilik və su təchizatı boru kəmərlərinin çəkilməsi, diametri: 200 mm (Boşalma borusu. Elektrik qaynaqlı polad boru D219x4.0mm) | m | 5 | 33.0664 | 165.332 | 0% | 0 | 0% | 0 | 0% | 0 | 100% | 5766733.6403 | 0
12 | Düztikişli elektrik qaynaqlı, diametri 20-dən 377mm qədər, xarici diametri 219mm, divarın qalınlığı 4,5mm olan polad borular | m | 5 | 53.7806 | 268.903 | 0% | 0 | 0% | 0 | 0% | 0 | 100% | 5766733.6403 | 0
13 | İstilik sistemi, su kəməri və isti su təchizatı boru kəmərlərinin hidravlik sınağı, boruların diametri: 200 mm-ə qədər | m | 5 | 1.1876 | 5.938 | 0% | 0 | 0% | 0 | 0% | 0 | 0% | 0 | 0
14 | Elektrik qaynaqlı polad borulardan istilik və su təchizatı boru kəmərlərinin çəkilməsi, diametri: 100 mm (Daşma borusu. Elektrik qaynaqlı polad boru D108x3.0mm) | m | 13 | 10.4734 | 136.1542 | 0% | 0 | 0% | 0 | 0% | 0 | 0% | 1038012.0552 | 0
15 | Xarici diametri 108 mm, divarının qalınlığı 3,0 mm olan poladdan diametri 20 –dən 377 mm–dək, faskası çıxarılmış, düztikişli elektrik qaynaqlı polad borular | m | 13 | 17.846 | 231.998 | 0% | 0 | 0% | 0 | 0% | 0
16 | İstilik sistemi, su kəməri və isti su təchizatı boru kəmərlərinin hidravlik sınağı, boruların diametri: 100 mm-ə qədər | m | 13 | 1.1876 | 15.4388 | 0% | 0 | 0% | 0 | 0% | 0
17 | Boşaldıcı qıfların qoyulması, diametri: 150 mm (D108x190) | ədəd | 1 | 20.5102 | 20.5102 | 0% | 0 | 0% | 0 | 0% | 0
18 | Polad Əymə 108X5 | ədəd | 3 | 12.1646 | 36.4938 | 0% | 0 | 0% | 0 | 0% | 0
19 | Fasonlu hissələr (Bucaq L=500. Metal xətt L=500) | ədəd | 2 | 4.2392 | 8.4784 | 0% | 0 | 0% | 0 | 0% | 0
20 | Metal səthlərin bir dəfə astarlanması | m(2) | 11.47 | 1.1774 | 13.5048 | 0% | 0 | 0% | 0 | 0% | 0
21 | Metal səthlərin yağlı boya ilə rənglənməsi: polad tirlərin, diametri 50 mm və ondan artıq boruların, rənglənmənin sayı 2 dəfə | m(2) | 11.47 | 6.0058 | 68.8865 | 0% | 0 | 0% | 0 | 0% | 0
13.1 | V=27 m3-luq 2-ci içməli su anbarı (Tikinti işləri) | 0 | [8 empty] | 0
1 | Çalovunun tutumu 0,5 (0,5-0,63) m3 olan «əks çalovlu» və ya «draqlayn» tipli ekskavatorlarla qruntun kənara atılaraq qazılması, qruntun qrupu: 2 | m(3) | 143 | 0.8816 | 126.0688 | 0% | 0 | 0% | 0 | 0% | 0 | 100% | 5766733.6403 | 0
2 | Dərinliyi 2 m-ə qədər olan yamaclı xəndəklərdə qruntun bərkitmələr olmadan əl ilə qazılması, qruntun qrupu: 2 | m(3) | 4 | 8.96 | 35.84 | 0% | 0 | 0% | 0 | 0% | 0 | 100% | 5766733.6403 | 0
3 | Torpağın töküntü yerində işlərin yerinə yetirilməsi, qruntun qrupu: 2-3 | m(3) | 147 | 0.902 | 132.594 | 0% | 0 | 0% | 0 | 0% | 0 | 100% | 5766733.6403 | 0
4 | Qruntu 5 m-ə qədər məsafəyə yerinin dəyişdirilməsi ilə çalaların və xəndəklərin buldozerlərlə doldurulması, buldozerin gücü: 59 (80) kVt (a.g.), 2-ci qrup qrunt | m(3) | 86 | 0.9 | 77.4 | 0% | 0 | 0% | 0 | 0% | 0 | 0% | 0 | 0
5 | Xəndəklərin, çalaların və çuxurların əl ilə doldurulması, qruntun qrupu: 2 | m(3) | 21 | 8.16 | 171.36 | 0% | 0 | 0% | 0 | 0% | 0 | 0% | 1038012.0552 | 0
6 | Pnevmatik döyəcləyicilərlə qruntun sıxlaşdırılması, qruntun qrupu: 1, 2 | m(3) | 86 | 2 | 172 | 0% | 0 | 0% | 0 | 0% | 0
7 | Çalovunun tutumu 0,5 (0,5-0,63) m3 olan «əks çalovlu» və ya «draqlayn» tipli ekskavatorlarla qruntun kənara atılaraq qazılması, qruntun qrupu: 2 | m(3) | 26 | 0.85814 | 22.3116 | 0% | 0 | 0% | 0 | 0% | 0
8 | Bünövrə altı əsasların qurulması:qırmadaşlı | m(3) | 3.2 | 34.4128 | 110.121 | 0% | 0 | 0% | 0 | 0% | 0
9 | Beton hazırlıq qatının düzəldilməsi. (b7.5) | m(3) | 1.44 | 10.7885 | 15.5354 | 0% | 0 | 0% | 0 | 0% | 0
10 | Divar və bünövrələrin hidroizolyasiyası: üfüqi, 2 qat yapışdırıcılı | m(2) | 14.4 | 9.8818 | 142.2979 | 0% | 0 | 0% | 0 | 0% | 0
11 | Birləşdirici qatın düzəldilməsi: sement, qalınlığı 20 mm | m(2) | 14.4 | 5.4733 | 78.8149 | 0% | 0 | 0% | 0 | 0% | 0 | 100% | 5766733.6403 | 0
12 | Birləşdirici qatın düzəldilməsi: (əlavə 10mm) | m(2) | 14.4 | 1.5362 | 22.1213 | 0% | 0 | 0% | 0 | 0% | 0 | 0% | 0 | 0
13 | Divarların və yastı diblərin quraşdırılması, qalınlığı: 150 mm-dən artıq düzbucaqlı qurğuları (b25) | m(3) | 14.49 | 212.5252 | 3079.4901 | 0% | 0 | 0% | 0 | 0% | 0 | 0% | 1038012.0552 | 0
14 | A-1 sinifli armatur | ton | 0.033 | 1325.1 | 43.7283 | 0% | 0 | 0% | 0 | 0% | 0
15 | A-3 sinifli armatur | ton | 1.64 | 1200.1 | 1968.164 | 0% | 0 | 0% | 0 | 0% | 0
16 | Birləşdirici qatın düzəldilməsi: sement, qalınlığı 20 mm (maillik üzrə) | m(2) | 9 | 5.4733 | 49.2593 | 0% | 0 | 0% | 0 | 0% | 0
17 | Sement örtüklərin möhkəmləndirilməsi | m(2) | 14.4 | 1.514 | 21.8016 | 0% | 0 | 0% | 0 | 0% | 0
18 | Beton və daş səthlərin sement-əhəng və ya sement məhlulu ilə suvanması: divarların, sadə | m(2) | 52.9 | 10.504 | 555.6616 | 0% | 0 | 0% | 0 | 0% | 0
19 | Örtü və örtüklərin, penoplastdan olan məmulatlarla tam quru izolyasiya edilməsi (Qoruyucu qat-qal.20mm) | m(3) | 1.06 | 134.1382 | 142.1865 | 0% | 0 | 0% | 0 | 0% | 0
20 | Penopolistrol istilik izolyasiya plitələri | m(3) | 1.06 | 66.5 | 70.49 | 0% | 0 | 0% | 0 | 0% | 0
21 | Divar və bünövrələrin hidroizolyasiyası: yandan, kərpic, beton və but hörgüsünün düzləndirilmiş səthi üzrə yapışdırıcılı 2 qat | m(2) | 52.9 | 11.8912 | 629.0445 | 0% | 0 | 0% | 0 | 0% | 0
22 | Tirsiz örtüklərin qurulması, qalınlığı: 200 mm-ə qədər, dayaq meydançasından 6 m-ə qədər hündürlükdə (b25) | m(3) | 1.58 | 280 | 442.4 | 0% | 0 | 0% | 0 | 0% | 0
23 | A-1 sinifli armatur | ton | 0.011 | 1325.1 | 14.5761 | 0% | 0 | 0% | 0 | 0% | 0
24 | A-3 sinifli armatur | ton | 0.197 | 1200.1 | 236.4197 | 0% | 0 | 0% | 0 | 0% | 0 | 100% | 5766733.6403 | 0
25 | Boru kəmərləri bünövrə və zirzəmi divarlarından keçdikdə, kipgəclərin birləşmə yerlərinin doldurulması, boruların diametri: 100 mm-ə qədər | ədəd | 3 | 29.4862 | 88.4586 | 0% | 0 | 0% | 0 | 0% | 0 | 100% | 5766733.6403 | 0
26 | Boru kəmərləri bünövrə və zirzəmi divarlarından keçdikdə, kipgəclərin birləşmə yerlərinin doldurulması, boruların diametri: 200 mm-ə qədər | ədəd | 1 | 53.2318 | 53.2318 | 0% | 0 | 0% | 0 | 0% | 0 | 100% | 5766733.6403 | 0
27 | Lyukun qurulması | ədəd | 1 | 136.5964 | 136.5964 | 0% | 0 | 0% | 0 | 0% | 0 | 0% | 0 | 0
28 | Çəpərləmə ilə düzxətli və əyrixətli yanğın pilləkənlərinin quraşdırılması | ton | 0.041 | 3264.1 | 133.8281 | 0% | 0 | 0% | 0 | 0% | 0 | 0% | 1038012.0552 | 0
29 | Metal səthlərin yağlı boya ilə rənglənməsi: böyük səthlərin (dam örtüyündən başqa), rənglənmənin sayı 2 dəfə | m(2) | 2.6 | 2.9254 | 7.606 | 0% | 0 | 0% | 0 | 0% | 0 | 0% | 0 | 0
30 | Elektrik qaynaqlı polad borulardan istilik və su təchizatı boru kəmərlərinin çəkilməsi, diametri: 100 mm | m | 1.8 | 12.0646 | 21.7163 | 0% | 0 | 0% | 0 | 0% | 0 | 0% | 0 | 0
31 | Sement-qum düzləndirici qatın hazırlanması: 15 mm qalınlığında | m(2) | 12.8 | 3.772 | 48.2816 | 0% | 0 | 0% | 0 | 0% | 0 | 0% | 0 | 0
32 | Sement-qum düzləndirici qatın hazırlanması: (5mm əlavə) | m(2) | 12.8 | 0.953 | 12.1984 | 0% | 0 | 0% | 0 | 0% | 0 | 0% | 0 | 0
33 | Əridilən materiallardan maili dam örtüyünün düzəldilməsi: 2 qatlı | m(2) | 12.8 | 6.5464 | 83.7939 | 0% | 0 | 0% | 0 | 0% | 0 | 0% | 0 | 0
34 | Sement-qum düzləndirici qatın hazırlanması: 15 mm qalınlığında | m(2) | 12.8 | 3.772 | 48.2816 | 0% | 0 | 0% | 0 | 0% | 0 | 0% | 0 | 0
35 | Sement-qum düzləndirici qatın hazırlanması: (15mm əlavə) | m(2) | 12.8 | 0.953 | 12.1984 | 0% | 0 | 0% | 0 | 0% | 0 | 0% | 0 | 0
36 | Tutumun suburaxma davamlılığına sınağı | m(3) | 27 | 1.9462 | 52.5474 | 0% | 0 | 0% | 0 | 0% | 0 | 0% | 0 | 0
13.2 | V=27 m3-luq 2-ci içməli su anbarı (Borular) | 0 | [8 empty] | 0 | 0% | 0 | 0
1 | Elektrik qaynaqlı polad borulardan istilik və su təchizatı boru kəmərlərinin çəkilməsi, diametri: 65 mm (Doldurma borusu. Elektrik qaynaqlı polad boru D57x3.5mm) | m | 5 | 9.3514 | 46.757 | 0% | 0 | 0% | 0 | 0% | 0 | 0% | 0 | 0
2 | Xarici diametri 57 mm, divarının qalınlığı 3,5 mm olan poladdan, faskası çıxarılmış, düztikişli elektrik qaynaqlı polad borular | m | 5 | 8.6864 | 43.432 | 0% | 0 | 0% | 0 | 0% | 0 | 0% | 0 | 0
3 | İstilik sistemi, su kəməri və isti su təchizatı boru kəmərlərinin hidravlik sınağı, boruların diametri: 100 mm-ə qədər | m | 5 | 1.1876 | 5.938 | 0% | 0 | 0% | 0 | 0% | 0 | 0% | 0 | 0
4 | Polad Əymə 57X4 | ədəd | 2 | 4.0658 | 8.1316 | 0% | 0 | 0% | 0 | 0% | 0 | 0% | 0 | 0
5 | Üzgəc klapanlar (D50mm) | ədəd | 1 | 85.0946 | 85.0946 | 0% | 0 | 0% | 0 | 0% | 0 | 0% | 0 | 0
6 | Elektrik qaynaqlı polad borulardan istilik və su təchizatı boru kəmərlərinin çəkilməsi, diametri: 100 mm (Paylayıcı boru. Elektrik qaynaqlı polad boru D108x3.0mm) | m | 6 | 10.4734 | 62.8404 | 0% | 0 | 0% | 0 | 0% | 0 | 0% | 0 | 0
7 | Xarici diametri 108 mm, divarının qalınlığı 3,0 mm olan poladdan diametri 20 –dən 377 mm–dək, faskası çıxarılmış, düztikişli elektrik qaynaqlı polad borular | m | 6 | 17.846 | 107.076 | 0% | 0 | 0% | 0 | 0% | 0 | 0% | 0 | 0
8 | İstilik sistemi, su kəməri və isti su təchizatı boru kəmərlərinin hidravlik sınağı, boruların diametri: 100 mm-ə qədər | m | 6 | 1.1876 | 7.1256 | 0% | 0 | 0% | 0 | 0% | 0 | 75.76% | 50000.0061 | 0
9 | Boşaldıcı qıfların qoyulması, diametri: 150 mm (D108x190) | ədəd | 1 | 20.5102 | 20.5102 | 0% | 0 | 0% | 0 | 0% | 0 | 0% | 0 | 0
10 | Polad Əymə 108X5 | ədəd | 1 | 12.1646 | 12.1646 | 0% | 0 | 0% | 0 | 0% | 0 | 0% | 0 | 0
11 | Elektrik qaynaqlı polad borulardan istilik və su təchizatı boru kəmərlərinin çəkilməsi, diametri: 200 mm (Boşalma borusu. Elektrik qaynaqlı polad boru D219x4.0mm) | m | 5 | 33.0664 | 165.332 | 0% | 0 | 0% | 0 | 0% | 0
12 | Düztikişli elektrik qaynaqlı, diametri 20-dən 377mm qədər, xarici diametri 219mm, divarın qalınlığı 4,5mm olan polad borular | m | 5 | 53.7806 | 268.903 | 0% | 0 | 0% | 0 | 0% | 0
13 | İstilik sistemi, su kəməri və isti su təchizatı boru kəmərlərinin hidravlik sınağı, boruların diametri: 200 mm-ə qədər | m | 5 | 1.1876 | 5.938 | 0% | 0 | 0% | 0 | 0% | 0
14 | Elektrik qaynaqlı polad borulardan istilik və su təchizatı boru kəmərlərinin çəkilməsi, diametri: 100 mm (Daşma borusu. Elektrik qaynaqlı polad boru D108x3.0mm) | m | 13 | 10.4734 | 136.1542 | 0% | 0 | 0% | 0 | 0% | 0
15 | Xarici diametri 108 mm, divarının qalınlığı 3,0 mm olan poladdan diametri 20 –dən 377 mm–dək, faskası çıxarılmış, düztikişli elektrik qaynaqlı polad borular | m | 13 | 17.846 | 231.998 | 0% | 0 | 0% | 0 | 0% | 0
16 | İstilik sistemi, su kəməri və isti su təchizatı boru kəmərlərinin hidravlik sınağı, boruların diametri: 100 mm-ə qədər | m | 13 | 1.1876 | 15.4388 | 0% | 0 | 0% | 0 | 0% | 0
17 | Boşaldıcı qıfların qoyulması, diametri: 150 mm (D108x190) | ədəd | 1 | 20.5102 | 20.5102 | 0% | 0 | 0% | 0 | 0% | 0
18 | Polad Əymə 108X5 | ədəd | 3 | 12.1646 | 36.4938 | 0% | 0 | 0% | 0 | 0% | 0
19 | Fasonlu hissələr (Bucaq L=500. Metal xətt L=500) | ədəd | 2 | 4.2392 | 8.4784 | 0% | 0 | 0% | 0 | 0% | 0
20 | Metal səthlərin bir dəfə astarlanması | m(2) | 11.47 | 1.1774 | 13.5048 | 0% | 0 | 0% | 0 | 0% | 0
21 | Metal səthlərin yağlı boya ilə rənglənməsi: polad tirlərin, diametri 50 mm və ondan artıq boruların, rənglənmənin sayı 2 dəfə | m(2) | 11.47 | 6.0058 | 68.8865 | 0% | 0 | 0% | 0 | 0% | 0
14.1 | Su nasos stansiyası (Torpaq işləri) | 0 | [8 empty] | 0 | 100% | 5766733.6403 | 0
1 | Çalovunun tutumu 0,5 (0,5-0,63) m3 olan «əks çalovlu» və ya «draqlayn» tipli ekskavatorlarla qruntun kənara atılaraq qazılması, qruntun qrupu: 2 | m(3) | 146 | 0.88466 | 129.1604 | 0% | 0 | 0% | 0 | 0% | 0 | 100% | 5766733.6403 | 0
2 | Dərinliyi 2 m-ə qədər olan yamaclı xəndəklərdə qruntun bərkitmələr olmadan əl ilə qazılması, qruntun qrupu: 2 | m(3) | 5 | 8.96 | 44.8 | 0% | 0 | 0% | 0 | 0% | 0 | 100% | 5766733.6403 | 0
3 | Qruntu 5 m-ə qədər məsafəyə yerinin dəyişdirilməsi ilə çalaların və xəndəklərin buldozerlərlə doldurulması, buldozerin gücü: 59 (80) kVt (a.g.), 2-ci qrup qrunt | m(3) | 116 | 0.9 | 104.4 | 0% | 0 | 0% | 0 | 0% | 0 | 0% | 0 | 0
4 | Xəndəklərin, çalaların və çuxurların əl ilə doldurulması, qruntun qrupu: 2 | m(3) | 29 | 8.16 | 236.64 | 0% | 0 | 0% | 0 | 0% | 0 | 0% | 1038012.0552 | 0
5 | Pnevmatik döyəcləyicilərlə qruntun sıxlaşdırılması, qruntun qrupu: 1, 2 | m(3) | 145 | 2 | 290 | 0% | 0 | 0% | 0 | 0% | 0
14.2 | Su nasos stansiyası (Bünövrə) | 0 | [8 empty] | 0
1 | Bünövrə altı əsasların qurulması:qırmadaşlı | m(3) | 2.5 | 36.616 | 91.54 | 0% | 0 | 0% | 0 | 0% | 0
2 | Beton hazırlıq qatının düzəldilməsi. (b7.5) | m(3) | 2.304 | 99.24 | 228.649 | 0% | 0 | 0% | 0 | 0% | 0
3 | Dəmir-beton bünövrə tavalarının qurulması: yastı (b20) | m(3) | 8.46 | 117.2572 | 991.9959 | 0% | 0 | 0% | 0 | 0% | 0
4 | A-1 sinifli armatur | ton | 0.038 | 1325.1 | 50.3538 | 0% | 0 | 0% | 0 | 0% | 0
5 | A-3 sinifli armatur | ton | 0.54 | 1200.1 | 648.054 | 0% | 0 | 0% | 0 | 0% | 0
6 | İstinad divarlarının və zirzəmi divarlarının qurulması: betondan (b10) | m(3) | 13.12 | 129.6808 | 1701.4121 | 0% | 0 | 0% | 0 | 0% | 0 | 100% | 5766733.6403 | 0
7 | Divar və bünövrələrin hidroizolyasiyası: yandan, kərpic, beton və but hörgüsünün düzləndirilmiş səthi üzrə yapışdırıcılı 2 qat | m(2) | 39.2 | 12.1156 | 474.9315 | 0% | 0 | 0% | 0 | 0% | 0 | 100% | 5766733.6403 | 0
8 | Hazır boşluqlara metal qapı bloklarının qurulması | m(2) | 0.36 | 178.6 | 64.296 | 0% | 0 | 0% | 0 | 0% | 0 | 100% | 5766733.6403 | 0
9 | Qoyma detalların qurulması, çəkisi: 4 kq-a qədər (ÇUXUR Qoyma detal QD) | ton | 0.011 | 4201.0108 | 46.2111 | 0% | 0 | 0% | 0 | 0% | 0 | 0% | 0 | 0
10 | Metal səthlərin yağlı boya ilə rənglənməsi: böyük səthlərin (dam örtüyündən başqa), rənglənmənin sayı 2 dəfə | m(2) | 0.72 | 2.9764 | 2.143 | 0% | 0 | 0% | 0 | 0% | 0 | 0% | 1038012.0552 | 0
11 | Boru kəmərləri bünövrə və zirzəmi divarlarından keçdikdə, kipgəclərin birləşmə yerlərinin doldurulması, boruların diametri: 100 mm-ə qədər (d-100mm) | ədəd | 2 | 30.3226 | 60.6452 | 0% | 0 | 0% | 0 | 0% | 0
12 | Boru kəmərləri bünövrə və zirzəmi divarlarından keçdikdə, kipgəclərin birləşmə yerlərinin doldurulması, boruların diametri: 100 mm-ə qədər (D-80mm-(2ədəd, D-50mm-(1əd.)) | ədəd | 3 | 30.3226 | 90.9678 | 0% | 0 | 0% | 0 | 0% | 0
14.3 | Su nasos stansiyası (D/b konstruksiyalar) | 0 | [8 empty] | 0
1 | Kəmərlərin qurulması: qəlibdə (b15) | m(3) | 0.32 | 234.6082 | 75.0746 | 0% | 0 | 0% | 0 | 0% | 0
2 | A-1 sinifli armatur | ton | 0.045 | 1325.1 | 59.6295 | 0% | 0 | 0% | 0 | 0% | 0
3 | A-3 sinifli armatur | ton | 0.066 | 1200.1 | 79.2066 | 0% | 0 | 0% | 0 | 0% | 0 | 100% | 5766733.6403 | 0
4 | Tirsiz örtüklərin qurulması, qalınlığı: 200 mm-ə qədər, dayaq meydançasından 6 m-ə qədər hündürlükdə (b20) | m(3) | 2.91 | 255 | 742.05 | 0% | 0 | 0% | 0 | 0% | 0 | 100% | 5766733.6403 | 0
5 | A-1 sinifli armatur | ton | 0.017 | 1325.1 | 22.5267 | 0% | 0 | 0% | 0 | 0% | 0 | 100% | 5766733.6403 | 0
0 | A-3 sinifli armatur | ton | 0.301 | 1200.1 | 361.2301 | 0% | 0 | 0% | 0 | 0% | 0 | 0% | 0 | 0
14.4 | Su nasos stansiyası (Divar və arakəsmələr) | 0 | [8 empty] | 0 | 0% | 1038012.0552 | 0
1 | 390x190x188 mm ölçülərində mişarlanmış əhəng daşından yaşayış və ictimai binaların xarici divarlarının hörgüsü: 39 sm qalınlığında | m(2) | 33.1 | 41.92 | 1387.552 | 0% | 0 | 0% | 0 | 0% | 0
2 | Divar hörgüsünün və digər konstruksiyaların armaturlanması | ton | 0.111 | 2150 | 238.65 | 0% | 0 | 0% | 0 | 0% | 0
3 | Atmaların qoyulması, kütləsi: 0,3 tona qədər | ədəd | 3 | 40.9 | 122.7 | 0% | 0 | 0% | 0 | 0% | 0
4 | Qapı-pəncərə üstü atma | ədəd | 3 | 55.9022 | 167.7066 | 0% | 0 | 0% | 0 | 0% | 0
14.5 | Su nasos stansiyası (Dam örtüyü) | 0 | [8 empty] | 0
1 | Yapışdırılan buxar izolyasiyasının düzəldilməsi: bir qat | m(2) | 12.96 | 5.7508 | 74.5304 | 0% | 0 | 0% | 0 | 0% | 0
2 | Örtüyün isidilməsi: keramzitlə (qal.100mm) | m(3) | 1.296 | 114.1564 | 147.9467 | 0% | 0 | 0% | 0 | 0% | 0
3 | Sement-qum düzləndirici qatın hazırlanması: 15 mm qalınlığında | m(2) | 12.96 | 3.772 | 48.8851 | 0% | 0 | 0% | 0 | 0% | 0
4 | Sement-qum düzləndirici qatın hazırlanması: (əlavə 10mm) | m(2) | 12.96 | 0.953 | 12.3509 | 0% | 0 | 0% | 0 | 0% | 0
5 | Çatıların qoyulması | m(3) | 0.33 | 803.4418 | 265.1358 | 0% | 0 | 0% | 0 | 0% | 0 | 100% | 5766733.6403 | 0
6 | Hazır dayaq tirlər üzrə metal keramitdən dam örtüklərinin düzəldilməsi: orta mürəkkəbli | m(2) | 27.64 | 19.7758 | 546.6031 | 0% | 0 | 0% | 0 | 0% | 0 | 100% | 5766733.6403 | 0
7 | Novların düzəldilməsi: asma | m | 17.6 | 14.3188 | 252.0109 | 0% | 0 | 0% | 0 | 0% | 0 | 100% | 5766733.6403 | 0
8 | Metal su axıdıcı sistemin qurulması: düz boru bağlantıları | m | 7.6 | 11.473 | 87.1948 | 0% | 0 | 0% | 0 | 0% | 0 | 0% | 0 | 0
9 | Metal su axıdıcı sistemin qurulması: qıf | ədəd | 2 | 5.7304 | 11.4608 | 0% | 0 | 0% | 0 | 0% | 0 | 0% | 1038012.0552 | 0
14.6 | Su nasos stansiyası (Qapı və pəncərələr) | 0 | [8 empty] | 0 | 100% | 1308.3048 | 0
1 | Hazır boşluqlara metal qapı bloklarının qurulması | m(2) | 2.2 | 178.6 | 392.92 | 0% | 0 | 0% | 0 | 0% | 0 | 100% | 1100.6492 | 0
2 | Metal qapılara qapı bağlayıcılarının qoyulması | ədəd | 1 | 19.6636 | 19.6636 | 0% | 0 | 0% | 0 | 0% | 0 | 0% | 0 | 0
3 | Metal səthlərin yağlı boya ilə rənglənməsi: böyük səthlərin (dam örtüyündən başqa), rənglənmənin sayı 2 dəfə | m(2) | 4.4 | 2.9764 | 13.0962 | 0% | 0 | 0% | 0 | 0% | 0 | 0% | 0 | 0
4 | Yaşayış və ictimai binalarda PVX profildən pəncərə bloklarının qoyulması: dönən (açılan, dönən-açılan), boşluğun sahəsi 2 m²-ə qədər, bir laylı | m(2) | 3.12 | 168.808 | 526.681 | 0% | 0 | 0% | 0 | 0% | 0 | 42.21% | 1049.7371 | 0
14.7 | Su nasos stansiyası (Döşəmələr) | 0 | [8 empty] | 0 | 0% | 0 | 0
1 | Birləşdirici qatın düzəldilməsi: sement, qalınlığı 20 mm (TİP1-16m²) | m(2) | 16 | 5.4733 | 87.5721 | 0% | 0 | 0% | 0 | 0% | 0 | 0% | 0 | 0
2 | Birləşdirici qatın düzəldilməsi: sement, birləşdirici qat əlavə 5 mm | m(2) | 16 | 1.426 | 22.816 | 0% | 0 | 0% | 0 | 0% | 0 | 0% | 0 | 0
3 | Sement məhlulunda tavalardan örtüklərin düzəldilməsi: keramik,döşəmələr üçün bir rəngli boya ilə (sürüşməyən) | m(2) | 16 | 32.4034 | 518.4544 | 0% | 0 | 0% | 0 | 0% | 0 | 8.554% | 345.0485 | 0
14.8 | Su nasos stansiyası (Bəzək işləri) | 0 | [8 empty] | 0 | 8.454% | 55.2997 | 0
1 | Beton səthlərin əhəng məhlulu ilə bütöv hamarlanması (birqat suvaq): tavanların | m(2) | 13 | 6.5158 | 84.7054 | 0% | 0 | 0% | 0 | 0% | 0 | 0% | 0 | 0
2 | Polivinilasetatlı suemulsiya tərkiblərlə yaxşılaşdırılmış rəngləmə: yığma konstruksiyaları, rənglənməyə hazırlanmış tavanları | m(2) | 13 | 5.71 | 74.23 | 0% | 0 | 0% | 0 | 0% | 0 | 0% | 0 | 0
3 | Beton və daş səthlərin sement-əhəng və ya sement məhlulu ilə suvanması: divarların, yaxşılaşdırılmış | m(2) | 66.1 | 12.7786 | 844.6655 | 0% | 0 | 0% | 0 | 0% | 0 | 0% | 0 | 0
4 | Qapı və pəncərələrin mail səthlərinin daş və beton üzrə suvanması: yastı (daxili-2.91m² və xarici -1.45m² yamaclar) | m(2) | 4.36 | 27.9562 | 121.889 | 0% | 0 | 0% | 0 | 0% | 0 | 0% | 0 | 0
5 | Polivinilasetatlı suemulsiya tərkiblərlə yaxşılaşdırılmış rəngləmə: suvaq üzrə divarları (Daxili yamacla birlikdə) | m(2) | 69.01 | 5.71 | 394.0471 | 0% | 0 | 0% | 0 | 0% | 0 | 30.97% | 22803.2012 | 0
6 | Sement-əhəng məhlulu ilə daş üzrə yaxşılaşdırılmış suvama: divarları | m(2) | 63.4 | 10.3204 | 654.3134 | 0% | 0 | 0% | 0 | 0% | 0 | 24.5% | 6773.6079 | 0
7 | Səthləri hazırlamaqla fasadların tərkiblərlə taxtabəndlərdən rənglənməsi: perxlorvinilli (xarici yamacla birlikdə) | m(2) | 64.85 | 4.9858 | 323.3291 | 0% | 0 | 0% | 0 | 0% | 0 | 44.65% | 6859.5267 | 0
14.9 | Su nasos stansiyası (Müxtəlif işlər) | 0 | [8 empty] | 0 | 0% | 0 | 0
1 | Çəpərləmə ilə düzxətli və əyrixətli yanğın pilləkənlərinin quraşdırılması (Məhəccərlə birlikdə) | ton | 0.337 | 3264.1 | 1100.0017 | 0% | 0 | 0% | 0 | 0% | 0 | 0% | 0 | 0
2 | Kəmərlərin qurulması: qəlibdə (b12.5,Metal hissənin divara bərkidilməsi) | m(3) | 0.072 | 229.3246 | 16.5114 | 0% | 0 | 0% | 0 | 0% | 0 | 0% | 0 | 0
3 | Səthin tozdan təmizlənməsi | m(2) | 9.4 | 1.2386 | 11.6428 | 0% | 0 | 0% | 0 | 0% | 0 | 30.07% | 1168.3312 | 0
4 | Astarlanmış metal səthlərin rənglənməsi emalı ilə | m(2) | 9.4 | 0.9326 | 8.7664 | 0% | 0 | 0% | 0 | 0% | 0 | 24.5% | 12700.5148 | 0
5 | Ümumi təyinatlı beton bünövrələrin qurulması, həcmi: 5 m3-a qədər (avadanlıq altı) | m(3) | 0.18 | 142.0738 | 25.5733 | 0% | 0 | 0% | 0 | 0% | 0 | 44.64% | 4260.3613 | 0
14.1 | Su nasos stansiyası (Avadanlıq boruları) | 0 | [8 empty] | 0 | 0% | 0 | 0
1 | Elektrik mühərrikli mərkəzdənqaçma nasoslarının qoyulması, aqreqatın kütləsi: 0,1 tona qədər | ədəd | 2 | 194.7874 | 389.5748 | 0% | 0 | 0% | 0 | 0% | 0 | 0% | 0 | 0
2 | Yanğınsöndürmə su nasosu Q=18,0 m3/ / saaat H=32 m, N=3 kVt 1 ədəd işçi və 1 ədəd ehtiyyat. Avtomatika dolabı ilə birlikdə. ( Q=m3/h 18 \ H=m 32 \ N=kW 3 ) + 500 LT PN10 (İçməli və yanğın əleyhinə su nasosları elektrik pano ilə Q=10m3/saat. H=25m. N=1.5kw (2 işlək, 1 ehtiyyat )) | dəst | 1 | 15478.1 | 15478.1 | 0% | 0 | 0% | 0 | 0% | 0 | 0% | 0 | 0
3 | Dalğıc tipli drenaj su nasosu: Q=2.5 l/san= 9 m³/saat, H=3-5 m, N=1.0 kVt (Dalğıc nasos Q=8.0m3/saat H=10.0m N=0.55kw) | ədəd | 1 | 765.1 | 765.1 | 0% | 0 | 0% | 0 | 0% | 0 | 0% | 0 | 0
4 | Qısaqapanma rotorlu dəyişən cərəyanla işləyən yığılmış halda daxil olan lövhəli podşipnikli eletrik maşının sınağa, sazlama və buraxılışa təhvil verilməsi, elektrik şəbəkəsinə birləşdirilməsinə hazırlanması, kütləsi, t, qədər:0,15 (Elektrik mühərrikinin elektrik şəbəkəsinə birləşdirilməsi) | ədəd | 2 | 16.5424 | 33.0848 | 0% | 0 | 0% | 0 | 0% | 0 | 0% | 0 | 0
5 | Düzbucaqlı və dairəvi genişlənmə baklarının qoyulması, tutumu: 0,1 m3-ə qədər (Genləndirici çən V=100L) | ədəd | 1 | 49.3864 | 49.3864 | 0% | 0 | 0% | 0 | 0% | 0 | 0% | 0 | 0
6 | Genişlənmə çənləri, dairəvi, tutumu 0,1 m3-ə qədər | ədəd | 1 | 114.644 | 114.644 | 0% | 0 | 0% | 0 | 0% | 0 | 62.02% | 2404.8 | 0
7 | Elektrik qaynaqlı polad borulardan istilik və su təchizatı boru kəmərlərinin çəkilməsi, diametri: 100 mm (D108x3.0mm) | m | 16 | 10.4734 | 167.5744 | 0% | 0 | 0% | 0 | 0% | 0 | 50.2% | 1349.6524 | 0
8 | Xarici diametri 108 mm, divarının qalınlığı 3,0 mm olan poladdan diametri 20 –dən 377 mm–dək, faskası çıxarılmış, düztikişli elektrik qaynaqlı polad borular | m | 16 | 17.846 | 285.536 | 0% | 0 | 0% | 0 | 0% | 0 | 0% | 0 | 0
9 | Elektrik qaynaqlı polad borulardan istilik və su təchizatı boru kəmərlərinin çəkilməsi, diametri: 80 mm (D76x3.5mm) | m | 20 | 10.4428 | 208.856 | 0% | 0 | 0% | 0 | 0% | 0 | 0% | 0 | 0
10 | Xarici diametri 76 mm, divarının qalınlığı 3,5 mm olan poladdan diametri 20–dən 377 mm–dək, faskası çıxarılmış, düztikişli elektrik qaynaqlı polad borular | m | 20 | 14.4086 | 288.172 | 0% | 0 | 0% | 0 | 0% | 0 | 49.53% | 830.8502 | 0
11 | İstilik sistemi, su kəməri və isti su təchizatı boru kəmərlərinin hidravlik sınağı, boruların diametri: 100 mm-ə qədər | m | 36 | 1.1876 | 42.7536 | 0% | 0 | 0% | 0 | 0% | 0 | 62.02% | 283.6 | 0
12 | Elektrik qaynaqlı polad borulardan istilik və su təchizatı boru kəmərlərinin çəkilməsi, diametri: 40 mm-ə qədər (D38x2.5mm) | m | 5 | 7.8724 | 39.362 | 0% | 0 | 0% | 0 | 0% | 0 | 50% | 315.2461 | 0
13 | Elektriklə qaynaq edilmiş borular, 40/2,5mm (D38x2.5mm) | m | 5 | 5.453 | 27.265 | 0% | 0 | 0% | 0 | 0% | 0 | 0% | 0 | 0
14 | İstilik sistemi, su kəməri və isti su təchizatı boru kəmərlərinin hidravlik sınağı, boruların diametri: 50 mm-ə qədər | m | 5 | 1.1876 | 5.938 | 0% | 0 | 0% | 0 | 0% | 0
15 | Polad borulardan olan boru kəmərlərinə ventillərin, siyirtmələrin, sürgülərin, əks klapanların, keçid kranlarının qoyulması, boruların diametri: 100 mm-ə qədər (Siyirtmə D100mm quraşdırma) | ədəd | 2 | 42.8074 | 85.6148 | 0% | 0 | 0% | 0 | 0% | 0
16 | Polad siyirtmələr, 130mm (D100mm) | ədəd | 2 | 212.4416 | 424.8832 | 0% | 0 | 0% | 0 | 0% | 0
17 | Polad borulardan olan boru kəmərlərinə ventillərin, siyirtmələrin, sürgülərin, əks klapanların, keçid kranlarının qoyulması, boruların diametri: 100 mm-ə qədər (Siyirtmə D65mm quraşdırma) | ədəd | 2 | 42.8074 | 85.6148 | 0% | 0 | 0% | 0 | 0% | 0
18 | Siyirtmə diametri 76mm* (D65mm) | ədəd | 2 | 127.547 | 255.094 | 0% | 0 | 0% | 0 | 0% | 0 | 100% | 5766733.6403 | 0
19 | Poladdan qaynaq olunmuş yastı polad flanslar; təzyiqi 0,6 MPa (6 kqq/sm²), diametri 100 mm | ədəd | 4 | 10.604 | 42.416 | 0% | 0 | 0% | 0 | 0% | 0 | 100% | 5766733.6403 | 0
20 | Poladdan qaynaq olunmuş yastı polad flanslar; təzyiqi 0,6 MPa (6 kqq/sm²), 50 mm diametrli (D65mm) | ədəd | 4 | 6.4424 | 25.7696 | 0% | 0 | 0% | 0 | 0% | 0 | 100% | 5766733.6403 | 0
21 | Diametri 32 mm olan 1,6 MPa (16 kqq/sm²) təzyiqli su üçün, muftalı keçid ventilləri | ədəd | 2 | 6.4424 | 12.8848 | 0% | 0 | 0% | 0 | 0% | 0 | 0% | 0 | 0
22 | Əks klapan D=50mm 16kq/sm² (D65mm) | ədəd | 2 | 120.8864 | 241.7728 | 0% | 0 | 0% | 0 | 0% | 0 | 0% | 1038012.0552 | 0
23 | Polad siyirtmələr (və ya əks klapanlar), su kəməri üçün (Əks klapan D32mm) | ədəd | 1 | 69.1826 | 69.1826 | 0% | 0 | 0% | 0 | 0% | 0
24 | Təzyiqi 1,6 MPa olan nasoslara vibroizolyasiya taxmalarının qoyulması, diametri: 100 mm (Elastik geydirmə D100mm) | ədəd | 2 | 72.32 | 144.64 | 0% | 0 | 0% | 0 | 0% | 0
25 | Təzyiqi 1,6 MPa olan nasoslara vibroizolyasiya taxmalarının qoyulması, diametri: 65 mm (Elastik geydirmə D65mm) | ədəd | 2 | 60.586 | 121.172 | 0% | 0 | 0% | 0 | 0% | 0
26 | Süzgəclərin qoyulması, diametri: 100 mm | ədəd | 2 | 24.988 | 49.976 | 0% | 0 | 0% | 0 | 0% | 0
27 | Su təmizləmək üçün süzgəclər (D100mm) | ədəd | 2 | 53.2604 | 106.5208 | 0% | 0 | 0% | 0 | 0% | 0
28 | Konsentrik polad keçidlər (Ekssentrik keçid D100/D60) | ədəd | 2 | 3.3824 | 6.7648 | 0% | 0 | 0% | 0 | 0% | 0
14.11 | Su nasos stansiyası (Elektrik işıqlanması) | 0 | [8 empty] | 0
1 | Çıraqlar, (Közərmə lampalı çıraq 220V, 100Vt) | ədəd | 4 | 16.1222 | 64.4888 | 0% | 0 | 0% | 0 | 0% | 0 | 100% | 5766733.6403 | 0
2 | Yerli işıqlandırma çırağı | ədəd | 4 | 9.6982 | 38.7928 | 0% | 0 | 0% | 0 | 0% | 0 | 100% | 5766733.6403 | 0
3 | Közərmə lampalı işiqlandırıcı (12metr ) | ədəd | 1 | 9.7064 | 9.7064 | 0% | 0 | 0% | 0 | 0% | 0 | 100% | 5766733.6403 | 0
4 | şəffaf kolbada qazla doldurulmuş közərmə lampaları (Közərmə lampası 60Vt) | ədəd | 1 | 0.9 | 0.9 | 0% | 0 | 0% | 0 | 0% | 0 | 0% | 0 | 0
5 | Közərmə lampası 100Vt | ədəd | 4 | 1.4138 | 5.6552 | 0% | 0 | 0% | 0 | 0% | 0 | 0% | 1038012.0552 | 0
6 | Akkumulyator fənər 12V, 10vt | ədəd | 1 | 82.7792 | 82.7792 | 0% | 0 | 0% | 0 | 0% | 0
7 | Elektrik açarları + Rozetka qapaqlı, (Bir qütblü bir səmtli açar (mühafizəli) açıq qurğu üçün 220V , 6A , ) | ədəd | 2 | 6.5444 | 13.0888 | 0% | 0 | 0% | 0 | 0% | 0
8 | Elektrik açarı: yarımgermetik və germetik | ədəd | 2 | 8.8822 | 17.7644 | 0% | 0 | 0% | 0 | 0% | 0
9 | Paylayıcı qutu, ELEKTRIK MONTAJ QUTUSU 100x100mm (Budaqlanma qutusu) | ədəd | 1 | 0.9 | 0.9 | 0% | 0 | 0% | 0 | 0% | 0
10 | Çıraq kronşteyni | ədəd | 4 | 1.2506 | 5.0024 | 0% | 0 | 0% | 0 | 0% | 0
11 | Divar üzərində «PEREXOD» kronşteyni | ədəd | 4 | 12.9826 | 51.9304 | 0% | 0 | 0% | 0 | 0% | 0 | 100% | 5766733.6403 | 0
12 | Naqil üçün Qırçınlı PLASTİK yanmaz Boru ( d= 25mm) t-50m (PVC boru D25 ) | m | 40 | 0.9 | 36 | 0% | 0 | 0% | 0 | 0% | 0 | 100% | 5766733.6403 | 0
13 | Quraşdırılmış konstruksiyalar üzrə viniplast boru, döşəmənin əsası üzrə, diametri, mm, qədər: 25 | m | 40 | 2.1604 | 86.416 | 0% | 0 | 0% | 0 | 0% | 0 | 100% | 5766733.6403 | 0
14 | 1,0 kV-luq güc kabeli 3х1,5 | m | 40 | 1.71 | 68.4 | 0% | 0 | 0% | 0 | 0% | 0 | 0% | 0 | 0
15 | Ümumi hörmədə birinci birdamarlı və ya çoxdamarlı naqillərin çəkilmiş borulara dartılması, ümumi en kəsiyi, mm², qədər: 16 | m | 40 | 2.0176 | 80.704 | 0% | 0 | 0% | 0 | 0% | 0 | 0% | 1038012.0552 | 0
16 | Dairəvi polad, 16mm | kg | 24.1 | 1.424 | 34.3184 | 0% | 0 | 0% | 0 | 0% | 0
17 | Dairəvi poladdan şaquli yerlə birləşdirici, diametri, mm:16 | ədəd | 3 | 107.404 | 322.212 | 0% | 0 | 0% | 0 | 0% | 0
18 | Polad zolaq 25x4mm | m | 5 | 4.943 | 24.715 | 0% | 0 | 0% | 0 | 0% | 0
19 | Döşəmənin birləşdirici qatında gizli ötürücü: zolaq şəkilli poladdan, en kəsiyi 100 mm² | m | 5 | 2.191 | 10.955 | 0% | 0 | 0% | 0 | 0% | 0
20 | Polad zolaq 40x4mm | m | 15 | 7.3808 | 110.712 | 0% | 0 | 0% | 0 | 0% | 0
21 | Üfüqi yerlə birləşdirici:zolaq şəkilli poladdan, en kəsiyi 160 mm² | m | 15 | 2.1604 | 32.406 | 0% | 0 | 0% | 0 | 0% | 0
14.12 | Su nasos stansiyası (Elektrik güc avadanlığı) | 0 | [8 empty] | 0
1 | Daxili elektrik təchizatı üçün paylayıcı lövhə (Yanmaya və partlayışa davamlı şkaf ölçüsü (300x300x125)mm | ədəd | 1 | 51.812 | 51.812 | 0% | 0 | 0% | 0 | 0% | 0 | 0% | 0 | 0
2 | Asma idarəetmə şkafı (pult), hündürlüyü, eni və dərinliyi, mm, qədər:600 x 600 x 350 | ədəd | 1 | 35.1472 | 35.1472 | 0% | 0 | 0% | 0 | 0% | 0 | 0% | 0 | 0
3 | 3FAZ C TİPİ 20A AVTOMAT AÇAR, | ədəd | 1 | 20.79 | 20.79 | 0% | 0 | 0% | 0 | 0% | 0 | 75.76% | 50000.0061 | 0
4 | 3FAZ C TİPİ 16A AVTOMAT AÇAR, (3FAZ C TİPİ 10A AVTOMAT AÇAR, ) | ədəd | 3 | 20.498 | 61.494 | 0% | 0 | 0% | 0 | 0% | 0 | 0% | 0 | 0
5 | 1FAZ C TİPİ 16A AVTOMAT AÇAR, | ədəd | 3 | 4.3922 | 13.1766 | 0% | 0 | 0% | 0 | 0% | 0 | 0% | 0 | 0
6 | 1FAZ C TİPİ 10A AVTOMAT AÇAR, | ədəd | 3 | 4.3922 | 13.1766 | 0% | 0 | 0% | 0 | 0% | 0
7 | Cihaz və ya aparat | ədəd | 10 | 14.3698 | 143.698 | 0% | 0 | 0% | 0 | 0% | 0
8 | Ehtiyatın avtomatik qoşulması 20A-ə qədər | ədəd | 1 | 171.5498 | 171.5498 | 0% | 0 | 0% | 0 | 0% | 0
9 | Divar və ya sütunda konstruksiya üzərində quraşdırılan bir-, iki-, üçpolyuslu avtomat, cərəyan, A, qədər:25 (Ehtiyatın avtomatik qoşulması EAQ-in quraşdırılması ) | ədəd | 1 | 21.9382 | 21.9382 | 0% | 0 | 0% | 0 | 0% | 0
10 | 0,6/1,0 kV-luq güc kabeli 5х2,5 | m | 1.5 | 4.45 | 6.675 | 0% | 0 | 0% | 0 | 0% | 0
11 | Maqnit işəsalıcı 6A (Maqnit işə salıcısı rele ilə 380V , Mİ-İn=3.5A) | ədəd | 3 | 15.8876 | 47.6628 | 0% | 0 | 0% | 0 | 0% | 0
12 | Divar və ya sütunda konstruksiya üzərində quraşdırılan ümumi təyinatlı bir maqnitli buraxıcı qurğudan ibarət yığma, cərəyan, A, qədər 40 | ədəd | 3 | 28.6192 | 85.8576 | 0% | 0 | 0% | 0 | 0% | 0
13 | Düyməli post | ədəd | 3 | 13.9904 | 41.9712 | 0% | 0 | 0% | 0 | 0% | 0
14 | Divar və ya sütunda konstruksiya üzərində quraşdırılan ümumi təyinatlı düyməli bir neçə idarəetmə postlarından ibarət yığma, post elementlərinin sayı, qədər:3 | ədəd | 3 | 20.4898 | 61.4694 | 0% | 0 | 0% | 0 | 0% | 0
15 | Alçaldıcı transformator 220/12 V | dəst | 1 | 134.3912 | 134.3912 | 0% | 0 | 0% | 0 | 0% | 0
16 | Gücü aşağı salan transformatorlu qutu | ədəd | 1 | 16.2568 | 16.2568 | 0% | 0 | 0% | 0 | 0% | 0
17 | Ştepsel rozetkası-yerlə birləşdirmə, 1 - Lİ DƏRİN RAZETKA (İki qütblü açıq qurğu ştepsel rozetkası 10A , 380V yerləbirləşdiricisi olan ) | ədəd | 1 | 3.8924 | 3.8924 | 0% | 0 | 0% | 0 | 0% | 0
18 | Ştepsel rozetkası: gizli üsulla elektrik şəbəkəsinin çəkilməsi zamanı, batıqlı tipli | ədəd | 1 | 4.3636 | 4.3636 | 0% | 0 | 0% | 0 | 0% | 0 | 100% | 5766733.6403 | 0
19 | Naqil üçün Qırçınlı PLASTİK yanmaz Boru ( d= 25mm) t-50m | m | 25 | 0.9 | 22.5 | 0% | 0 | 0% | 0 | 0% | 0 | 100% | 5766733.6403 | 0
20 | Quraşdırılmış konstruksiyalar üzrə viniplast boru, döşəmənin əsası üzrə, diametri, mm, qədər: 25 | m | 25 | 2.1604 | 54.01 | 0% | 0 | 0% | 0 | 0% | 0 | 100% | 5766733.6403 | 0
21 | 1,0 kV-luq güc kabeli 3х2,5 | m | 11 | 2.3 | 25.3 | 0% | 0 | 0% | 0 | 0% | 0 | 0% | 0 | 0
22 | 1,0 kV-luq güc kabeli 4х2,5 | m | 15 | 3.52 | 52.8 | 0% | 0 | 0% | 0 | 0% | 0 | 0% | 1038012.0552 | 0
23 | Ümumi hörmədə birinci birdamarlı və ya çoxdamarlı naqillərin çəkilmiş borulara dartılması, ümumi en kəsiyi, mm², qədər: 16 | m | 25 | 2.0176 | 50.44 | 0% | 0 | 0% | 0 | 0% | 0
24 | Qoruyucu örtükdə naqil və ya iki-beş damarlı kabel: divarların və örtüklərin hazır kanallarında | m | 1 | 1.885 | 1.885 | 0% | 0 | 0% | 0 | 0% | 0
15.1 | Avtoyuma (Torpaq işləri) | 0 | [8 empty] | 0
1 | Çalovunun tutumu 0,5 (0,5-0,63) m3 olan «əks çalovlu» və ya «draqlayn» tipli ekskavatorlarla qruntun kənara atılaraq qazılması, qruntun qrupu: 2 | m(3) | 176 | 0.9 | 158.4 | 0% | 0 | 0% | 0 | 0% | 0
2 | Dərinliyi 2 m-ə qədər olan yamaclı xəndəklərdə qruntun bərkitmələr olmadan əl ilə qazılması, qruntun qrupu: 2 | m(3) | 6 | 8.96 | 53.76 | 0% | 0 | 0% | 0 | 0% | 0
3 | Qruntu 5 m-ə qədər məsafəyə yerinin dəyişdirilməsi ilə çalaların və xəndəklərin buldozerlərlə doldurulması, buldozerin gücü: 59 (80) kVt (a.g.), 2-ci qrup qrunt | m(3) | 63 | 0.9 | 56.7 | 0% | 0 | 0% | 0 | 0% | 0
4 | Xəndəklərin, çalaların və çuxurların əl ilə doldurulması, qruntun qrupu: 2 | m(3) | 16 | 8.16 | 130.56 | 0% | 0 | 0% | 0 | 0% | 0
5 | Pnevmatik döyəcləyicilərlə qruntun sıxlaşdırılması, qruntun qrupu: 1, 2 | m(3) | 63 | 2 | 126 | 0% | 0 | 0% | 0 | 0% | 0
6 | Çalovunun tutumu 0,5 (0,5-0,63) m3 olan ekskavatorlarla qruntun özüboşaldan avtomobillərə yüklənməklə qazılması, qruntun qrupu: 2 | m(3) | 103 | 0.9 | 92.7 | 0% | 0 | 0% | 0 | 0% | 0 | 100% | 5766733.6403 | 0
7 | Özüboşaldan avtomobil, 17 t daşınma məsafəsi - 5 km. 1-ci sinifli yük | ton | 180.3 | 1.63 | 293.889 | 0% | 0 | 0% | 0 | 0% | 0 | 100% | 5766733.6403 | 0
8 | Torpağın töküntü yerində işlərin yerinə yetirilməsi, qruntun qrupu: 2-3 | m(3) | 103 | 0.902 | 92.906 | 0% | 0 | 0% | 0 | 0% | 0 | 100% | 5766733.6403 | 0
15.2 | Avtoyuma (Müxtəlif işlər) | 0 | [8 empty] | 0 | 0% | 0 | 0
1 | Dəmir-beton bünövrə tavalarının qurulması: yastı (b20) | m(3) | 18.5 | 117.1552 | 2167.3712 | 0% | 0 | 0% | 0 | 0% | 0 | 0% | 1038012.0552 | 0
2 | A-3 sinifli armatur | ton | 1.199 | 1200.1 | 1438.9199 | 0% | 0 | 0% | 0 | 0% | 0
3 | Dəmir-beton bünövrə tavalarının qurulması: yastı (b20,Döşəmə tavası) | m(3) | 14.6 | 117.1552 | 1710.4659 | 0% | 0 | 0% | 0 | 0% | 0
4 | A-1 sinifli armatur | ton | 0.121 | 1325.1 | 160.3371 | 0% | 0 | 0% | 0 | 0% | 0
5 | A-3 sinifli armatur | ton | 0.265 | 1200.1 | 318.0265 | 0% | 0 | 0% | 0 | 0% | 0
6 | 390x190x188 mm ölçülərində mişarlanmış əhəng daşlarından sütunların hörgüsü: 99x99 sm qalınlığında (Tumbalar) | m | 24 | 112.912 | 2709.888 | 0% | 0 | 0% | 0 | 0% | 0
7 | Beton və daş səthlərin sement-əhəng və ya sement məhlulu ilə suvanması: divarların, sadə | m(2) | 96 | 10.81 | 1037.76 | 0% | 0 | 0% | 0 | 0% | 0 | 100% | 5766733.6403 | 0
8 | Beton hazırlıq qatının qurulması (Çuxur, B10) | m(3) | 0.4 | 124.1 | 49.64 | 0% | 0 | 0% | 0 | 0% | 0 | 0% | 0 | 0
9 | Boşluğun metal şəbəkələrinin quraşdırılması | ton | 0.304 | 3085.8448 | 938.0968 | 0% | 0 | 0% | 0 | 0% | 0 | 0% | 1038012.0552 | 0
15.3 | Avtoyuma.Daxili su kəməri və kanalizasiya (SO- ümumi təyinatlı su şəbəkəsi) | 0 | [8 empty] | 0
1 | Polipropilen borulardan daxili su təchizatı və istilik sistemlərinin boru kəmərlərinin çəkilməsi: 32mm (Yüksək təzyiqə davamlı polietilen boru D25(32x2.0)) | m | 7 | 12.4012 | 86.8084 | 0% | 0 | 0% | 0 | 0% | 0
2 | Yüksək elastikliyə, geniş diapazonlu təzyiqə malik, standartlara cavab verən polietilen su və qaz borusu: diametri 32 mm, divarının qalınlığı 2 mm, , PN 10 | m | 7 | 0.9 | 6.3 | 0% | 0 | 0% | 0 | 0% | 0
3 | Diametri 25 mm olan 1,6 MPa (16 kqq/sm²) təzyiqli su üçün ı, muftalı keçid ventilləri | ədəd | 1 | 5.402 | 5.402 | 0% | 0 | 0% | 0 | 0% | 0
15.4 | Avtoyuma.Daxili su kəməri və kanalizasiya (K3-istehsalat kanalizasiyası) | 0 | [8 empty] | 0
1 | Polipropilen borulardan daxili kanalizasiya boru kəmərlərin çəkilməsi, diametri: 110mm (Polivinilxlorid kanalizasiya borusu D200mm) | m | 16 | 7.6276 | 122.0416 | 0% | 0 | 0% | 0 | 0% | 0
2 | Yüksək elastikliyə və mexaniki zərbələrə davamlı, xarici qatındakı büzmələr sayəsində ağır tonlu yük avtomobillərinə qarşı dözümlülük xüsusiyyətinə malik bir tərəfi muftalı yüksək sıxlıqlı qofralı polietilen kanalizasiya borusu: DN 200, , SN8 | m | 16 | 10.4 | 166.4 | 0% | 0 | 0% | 0 | 0% | 0
3 | Polipropilen borulardan daxili kanalizasiya boru kəmərlərin çəkilməsi, diametri: 110mm (Polivinilxlorid kanalizasiya borusu D160mm) | m | 3 | 7.6276 | 22.8828 | 0% | 0 | 0% | 0 | 0% | 0
4 | Yüksək elastikliyə və mexaniki zərbələrə davamlı, xarici qatındakı büzmələr sayəsində ağır tonlu yük avtomobillərinə qarşı dözümlülük xüsusiyyətinə malik bir tərəfi muftalı yüksək sıxlıqlı qofralı polietilen kanalizasiya borusu: DN 150, , SN8 | m | 3 | 7.3808 | 22.1424 | 0% | 0 | 0% | 0 | 0% | 0
5 | Trapların quraşdırılması diametri: 100 mm (D150mm) | dəst | 1 | 22.132 | 22.132 | 0% | 0 | 0% | 0 | 0% | 0
15.5 | Avtoyuma (Texnoloji avadanlıqlar) | 0 | [8 empty] | 0 | 100% | 5766733.6403 | 0
1 | Yüksək təziqli yuma apparatı,su həcmi 760litr/saat ,təziqi 175 bar,Dəstə şlanq və tapança daxildir | dəst | 1 | 1073.7296 | 1073.7296 | 0% | 0 | 0% | 0 | 0% | 0 | 100% | 5766733.6403 | 0
16.1 | 2 yerlik ayaqyolu (Tikinti işləri) | 0 | [8 empty] | 0 | 100% | 5766733.6403 | 0
1 | Çalovun tutumu 0,5 (0,5-0,63)m3 olan “əks çalov”lu ekskavatorlarla qruntun xəndəklərdən kənara atılaraq qazılması, qruntun qrupu: 2 | m(3) | 23 | 0.9 | 20.7 | 0% | 0 | 0% | 0 | 0% | 0 | 0% | 0 | 0
2 | Dərinliyi 2 m-ə qədər olan yamaclı xəndəklərdə qruntun bərkitmələr olmadan əl ilə qazılması, qruntun qrupu: 2 | m(3) | 1 | 8.96 | 8.96 | 0% | 0 | 0% | 0 | 0% | 0 | 0% | 1038012.0552 | 0
3 | Qruntu 5 m-ə qədər məsafəyə yerinin dəyişdirilməsi ilə çalaların və xəndəklərin buldozerlərlə doldurulması, buldozerin gücü: 59 (80) kVt (a.g.), 2-ci qrup qrunt | m(3) | 15 | 0.9 | 13.5 | 0% | 0 | 0% | 0 | 0% | 0 | 0% | 0 | 0
4 | Pnevmatik döyəcləyicilərlə qruntun sıxlaşdırılması, qruntun qrupu: 1, 2 | m(3) | 15 | 2 | 30 | 0% | 0 | 0% | 0 | 0% | 0 | 0% | 0 | 0
5 | Xəndəklərin, çalaların və çuxurların əl ilə doldurulması, qruntun qrupu: 2 | m(3) | 4 | 8.16 | 32.64 | 0% | 0 | 0% | 0 | 0% | 0 | 0% | 0 | 0
6 | Bünövrə altı əsasların qurulması:qırmadaşlı | m(3) | 1.2 | 36.616 | 43.9392 | 0% | 0 | 0% | 0 | 0% | 0 | 0% | 0 | 0
7 | Beton hazırlıq qatının düzəldilməsi. | m(3) | 0.93 | 91.951 | 85.5144 | 0% | 0 | 0% | 0 | 0% | 0 | 0% | 0 | 0
8 | Dəmir-beton bünövrə tavalarının qurulması: yastı (b20) | m(3) | 3.35 | 117.2572 | 392.8116 | 0% | 0 | 0% | 0 | 0% | 0 | 0% | 0 | 0
9 | A-1 sinifli armatur (Düyun ilə birlikdə) | ton | 0.015 | 1325.1 | 19.8765 | 0% | 0 | 0% | 0 | 0% | 0 | 0% | 0 | 0
10 | A-3 sinifli armatur (Düyün ilə birlikdə) | ton | 0.412 | 1200.1 | 494.4412 | 0% | 0 | 0% | 0 | 0% | 0 | 0% | 0 | 0
11 | 390x190x188 mm ölçülərində mişarlanmış əhəng daşından yaşayış və ictimai binaların xarici divarlarının hörgüsü: 39 sm qalınlığında | m(2) | 10.2 | 41.92 | 427.584 | 0% | 0 | 0% | 0 | 0% | 0 | 0% | 0 | 0
12 | Beton və daş səthlərin sement-əhəng və ya sement məhlulu ilə suvanması: divarların, sadə (torpaqla təmasda olan daş hissənin suvanması) | m(2) | 20.4 | 10.8202 | 220.7321 | 0% | 0 | 0% | 0 | 0% | 0 | 0% | 0 | 0
13 | Yandan hidroizolyasiya: kərpic, beton və but hörgüsünün düzləndirilmiş səthi üzrə yaxmalı bitumlu 2 qat | m(2) | 27.1 | 3.67 | 99.457 | 0% | 0 | 0% | 0 | 0% | 0 | 0% | 0 | 0
14 | Bünövrə altı əsasların qurulması:qırmadaşlı | m(3) | 0.55 | 36.616 | 20.1388 | 0% | 0 | 0% | 0 | 0% | 0 | 0% | 0 | 0
15 | Döşənək qatlarının düzəldilməsi: betonlu (b10) | m(3) | 0.55 | 125.8456 | 69.2151 | 0% | 0 | 0% | 0 | 0% | 0 | 0% | 0 | 0
16 | 390x190x188 mm ölçülərində mişarlanmış əhəng daşından yaşayış və ictimai binaların xarici divarlarının hörgüsü: 39 sm qalınlığında | m(2) | 19.9 | 41.92 | 834.208 | 0% | 0 | 0% | 0 | 0% | 0 | 0% | 0 | 0
17 | Daxili kərpic divar hörgüsü: mərtəbənin hündürlüyü 4 m-ə qədər olduqda | m(3) | 1.56 | 144.175 | 224.913 | 0% | 0 | 0% | 0 | 0% | 0 | 0% | 0 | 0
18 | Kəmərlərin qurulması: qəlibdə (b20) | m(3) | 0.88 | 239.8918 | 211.1048 | 0% | 0 | 0% | 0 | 0% | 0 | 0% | 0 | 0
19 | A-1 sinifli armatur | ton | 0.034 | 1325.1 | 45.0534 | 0% | 0 | 0% | 0 | 0% | 0 | 75.76% | 50000.0061 | 0
20 | A-3 sinifli armatur | ton | 0.031 | 1200.1 | 37.2031 | 0% | 0 | 0% | 0 | 0% | 0 | 0% | 0 | 0
21 | Taxta qəlibdə dəmir-beton sütunların qurulması, hündürlüyü: 4 m-ə qədər, perimetri 2 m-ə qədər (b20) | m(3) | 1.18 | 271.504 | 320.3747 | 0% | 0 | 0% | 0 | 0% | 0 | 0% | 0 | 0
22 | A-1 sinifli armatur | ton | 0.76 | 1325.1 | 1007.076 | 0% | 0 | 0% | 0 | 0% | 0
23 | A-3 sinifli armatur | ton | 0.046 | 1200.1 | 55.2046 | 0% | 0 | 0% | 0 | 0% | 0
24 | Sinklənmiş poladdan dam örtüyünün düzəldilməsi: divar novları ilə | m(2) | 12.5 | 40.2472 | 503.09 | 0% | 0 | 0% | 0 | 0% | 0
25 | Yaşayış və ictimai binalarda PVX profildən pəncərə bloklarının qoyulması: açılmıyan, boşluğun sahəsi 2 m²-ə qədər | m(2) | 1.08 | 157.8838 | 170.5145 | 0% | 0 | 0% | 0 | 0% | 0
26 | PVX blokların daxili və xarici qapı boşluqlarına qoyulması daş divarlarda, boşluğun sahəsi 3m²-dək | m(2) | 6.02 | 163.3 | 983.066 | 0% | 0 | 0% | 0 | 0% | 0
27 | Örtüklərin düzəldilməsi: sement, qalınlığı 20 mm | m(2) | 5.14 | 5.4244 | 27.8814 | 0% | 0 | 0% | 0 | 0% | 0
28 | Sement məhlulunda tavalardan örtüklərin düzəldilməsi: keramik,döşəmələr üçün bir rəngli boya ilə | m(2) | 5.14 | 32.4034 | 166.5535 | 0% | 0 | 0% | 0 | 0% | 0
29 | Tavanların qurulması: məsaməli plitələrdən, sinklənmiş profildən karkas üzrə | m(2) | 5.46 | 27.079 | 147.8513 | 0% | 0 | 0% | 0 | 0% | 0
30 | Beton və daş səthlərin sement-əhəng və ya sement məhlulu ilə suvanması: divarların, sadə (kafel altı) | m(2) | 34 | 10.8202 | 367.8868 | 0% | 0 | 0% | 0 | 0% | 0
31 | Divar, dirək, pilyastr və mail səthlərin sement məhlulu əsasında (karniz, plintus və künc tavacıqlarından başqa) tualet qarnituru tavacıqları qoyulmadan, hamar üzlənməsi: kərpic və beton üzrə | m(2) | 34 | 40.186 | 1366.324 | 0% | 0 | 0% | 0 | 0% | 0
32 | Sement-əhəng məhlulu ilə daş üzrə yaxşılaşdırılmış suvama: divarları | m(2) | 36 | 10.3204 | 371.5344 | 0% | 0 | 0% | 0 | 0% | 0
33 | Səthləri hazırlamaqla fasadların tərkiblərlə taxtabəndlərdən rənglənməsi: perxlorvinilli | m(2) | 36 | 4.9858 | 179.4888 | 0% | 0 | 0% | 0 | 0% | 0 | 100% | 5766733.6403 | 0
16.2 | 2 yerlik ayaqyolu. Daxili su kəməri və kanalizasiya (SO-Ümumi təyinatlı su şəbəkəsi) | 0 | [8 empty] | 0 | 100% | 5766733.6403 | 0
1 | Polipropilen borulardan daxili su təchizatı və istilik sistemlərinin boru kəmərlərinin çəkilməsi: 32mm (Yüksək təzyiqə davamlı polietilen boru (PN10) D25(32x2.0)) | m | 7 | 12.4012 | 86.8084 | 0% | 0 | 0% | 0 | 0% | 0 | 100% | 5766733.6403 | 0
2 | Yüksək elastikliyə, geniş diapazonlu təzyiqə malik, standartlara cavab verən polietilen su və qaz borusu: diametri 32 mm, divarının qalınlığı 2 mm, , PN 10 | m | 7 | 0.9 | 6.3 | 0% | 0 | 0% | 0 | 0% | 0 | 0% | 0 | 0
3 | Polipropilen borulardan daxili su təchizatı və istilik sistemlərinin boru kəmərlərinin çəkilməsi: 20mm (Yüksək təzyiqə davamlı polietilen boru (PN10) D15(20x2.0)) | m | 14 | 15.5734 | 218.0276 | 0% | 0 | 0% | 0 | 0% | 0 | 0% | 1038012.0552 | 0
4 | Yüksək elastikliyə, geniş diapazonlu təzyiqə malik, standartlara cavab verən polietilen su və qaz borusu: diametri 20 mm, divarının qalınlığı 2 mm, , PN 16 | m | 14 | 0.9 | 12.6 | 0% | 0 | 0% | 0 | 0% | 0
5 | Diametri 15 mm olan 1,6 MPa (16 kqq/sm²) təzyiqli su üçün ı, muftalı keçid ventilləri | ədəd | 3 | 3.3212 | 9.9636 | 0% | 0 | 0% | 0 | 0% | 0
16.3 | 2 yerlik ayaqyolu. Daxili su kəməri və kanalizasiya (K3-İstehsalat kanalizasiyası) | 0 | [8 empty] | 0
1 | Polipropilen borulardan daxili kanalizasiya boru kəmərlərin çəkilməsi, diametri: 110mm (Polivinilxlorid kanalizasiya borusu D110mm) | m | 12 | 7.6276 | 91.5312 | 0% | 0 | 0% | 0 | 0% | 0
2 | Daxili kanalizasiya üçün olan polietilen borulardan boru kəmərləri, diametri 100 mm | m | 12 | 5.9222 | 71.0664 | 0% | 0 | 0% | 0 | 0% | 0
3 | Polipropilen borulardan daxili kanalizasiya boru kəmərlərin çəkilməsi, diametri: 50mm (Polivinilxlorid kanalizasiya borusu D50mm) | m | 4 | 8.0662 | 32.2648 | 0% | 0 | 0% | 0 | 0% | 0
4 | Yüksək sıxlıqlı polietilen borulardan kanalizasiya boru kəmərləri, gilizli, diametri 50 mm | m | 4 | 3.3212 | 13.2848 | 0% | 0 | 0% | 0 | 0% | 0
5 | Santexnika (yoxlama) lyuklarının qoyulması: özü kəsən şuruplarla bərkidilməsi (Yoxlayıcı D100) | ədəd | 1 | 10.8916 | 10.8916 | 0% | 0 | 0% | 0 | 0% | 0 | 100% | 5766733.6403 | 0
6 | Əlüzyuyanların quraşdırılması: isti və soyuq su çəkilməklə | dəst | 2 | 28.864 | 57.728 | 0% | 0 | 0% | 0 | 0% | 0 | 100% | 5766733.6403 | 0
7 | Keramik çanaq, (sifonlu, su qarışdırıcılı) | dəst | 2 | 148.9772 | 297.9544 | 0% | 0 | 0% | 0 | 0% | 0 | 100% | 5766733.6403 | 0
8 | Çanaqların quraşdırılması (döşəmə unitazları): baçokla yüksək yerlərdə (Klozet kasa. yuyucu bak və sifonla quraşdırma) | dəst | 2 | 77.416 | 154.832 | 0% | 0 | 0% | 0 | 0% | 0 | 0% | 0 | 0
9 | Unitaz azyat | ədəd | 2 | 50.1392 | 100.2784 | 0% | 0 | 0% | 0 | 0% | 0 | 0% | 1038012.0552 | 0
10 | Çanaq üçün sifon boru (Klozet üçün) | ədəd | 2 | 6.4424 | 12.8848 | 0% | 0 | 0% | 0 | 0% | 0
11 | Trapların quraşdırılması diametri: 50 mm | dəst | 2 | 13.972 | 27.944 | 0% | 0 | 0% | 0 | 0% | 0
16.4 | 2 yerliq ayaqyolu (Ventilyasiya) | 0 | [8 empty] | 0
1 | Polad jalüz qəfəslərin qoyulması: tərpənməz, birseksiyalı, 150x490 mm ölçülü (Şəbəkə 150x200) | ədəd | 2 | 7.3522 | 14.7044 | 0% | 0 | 0% | 0 | 0% | 0
2 | Tənzimlənməyən qəfəslər (şəbəkələr), 200x200 mm ölçülü | m(2) | 1.4 | 22.2524 | 31.1534 | 0% | 0 | 0% | 0 | 0% | 0
16.5 | 2 yerliq ayaqyolu (Elektrik işıqlanması) | 0 | [8 empty] | 0 | 100% | 5766733.6403 | 0
1 | AVTOMAT AÇAR (Avtomat açar 220V , 16A) | ədəd | 1 | 6.1976 | 6.1976 | 0% | 0 | 0% | 0 | 0% | 0 | 100% | 5766733.6403 | 0
2 | Cihaz və ya aparat | ədəd | 1 | 14.3698 | 14.3698 | 0% | 0 | 0% | 0 | 0% | 0 | 100% | 5766733.6403 | 0
3 | Çıraqlar, NBO06x100/P2 (Közərmə lampalı çıraq 220V , 1x60Vt) | ədəd | 5 | 16.1222 | 80.611 | 0% | 0 | 0% | 0 | 0% | 0 | 0% | 0 | 0
4 | Yerli işıqlandırma çırağı | ədəd | 5 | 9.7186 | 48.593 | 0% | 0 | 0% | 0 | 0% | 0 | 0% | 1038012.0552 | 0
5 | Közərmə lampası 60Vt | ədəd | 5 | 0.9 | 4.5 | 0% | 0 | 0% | 0 | 0% | 0
6 | Elektrik açarları + Rozetka qapaqlı, (Bir qütblü bir səmtli açar ,açıq qurğu üçün (mühafizəli) 220V 10A , ) | ədəd | 1 | 6.5444 | 6.5444 | 0% | 0 | 0% | 0 | 0% | 0
7 | Elektrik açarları + Rozetka qapaqlı, (İki qütblü iki səmtli açar, açıq qurğu üçün (mühafizəli) 220V , 10A) | ədəd | 2 | 7.0136 | 14.0272 | 0% | 0 | 0% | 0 | 0% | 0
8 | Elektrik açarı: yarımgermetik və germetik | ədəd | 3 | 8.8822 | 26.6466 | 0% | 0 | 0% | 0 | 0% | 0
9 | 0,6/1,0kV-luq nəzarət kabeli 3x2,5 | m | 30 | 2.51 | 75.3 | 0% | 0 | 0% | 0 | 0% | 0
10 | Qoruyucu örtükdə naqil və ya iki-beş damarlı kabel divarların və örtüklərin hazır kanallarında | m | 30 | 1.885 | 56.55 | 0% | 0 | 0% | 0 | 0% | 0
17.1 | Ümumisahə materialları. (S0-Ümumi təyinatlı su şəbəkəsi) | 0 | [8 empty] | 0
1 | Çalovun tutumu 0,5 (0,5-0,63) m3 olan ekskavatorlarla qruntun kənara atılaraq qazılması, qruntun qrupu: 2 | m(3) | 336 | 0.84182 | 282.8515 | 0% | 0 | 0% | 0 | 0% | 0
2 | Eni 2 m-ə qədər, dərinliyi 2 m-ə qədər olan xəndəklərdə qruntun bərkitmələr tətbiq etməklə əl ilə qazılması, qruntun qrupu: 2 | m(3) | 14 | 22.948 | 321.272 | 0% | 0 | 0% | 0 | 0% | 0
3 | Qruntu 5 m-ə qədər məsafəyə yerinin dəyişdirilməsi ilə çalaların və xəndəklərin buldozerlərlə doldurulması, buldozerin gücü: 59 (80) kVt (a.g.), 2-ci qrup qrunt | m(3) | 279 | 0.9 | 251.1 | 0% | 0 | 0% | 0 | 0% | 0 | 100% | 5766733.6403 | 0
4 | Xəndəklərin, çalaların və çuxurların əl ilə doldurulması, qruntun qrupu: 2 | m(3) | 21 | 8.16 | 171.36 | 0% | 0 | 0% | 0 | 0% | 0 | 100% | 5766733.6403 | 0
5 | Pnevmatik döyəcləyicilərlə qruntun sıxlaşdırılması, qruntun qrupu: 1, 2 | m(3) | 300 | 2 | 600 | 0% | 0 | 0% | 0 | 0% | 0 | 100% | 5766733.6403 | 0
6 | Çalovunun tutumu 0,5 (0,5-0,63) m3 olan ekskavatorlarla qruntun özüboşaldan avtomobillərə yüklənməklə qazılması, qruntun qrupu: 2 | m(3) | 50 | 0.86834 | 43.417 | 0% | 0 | 0% | 0 | 0% | 0 | 0% | 0 | 0
7 | Özüboşaldan avtomobil, 17 t daşınma məsafəsi - 5 km. 1-ci sinifli yük | ton | 87.5 | 1.63 | 142.625 | 0% | 0 | 0% | 0 | 0% | 0 | 0% | 1038012.0552 | 0
8 | Polad su boru kəmərlərinin, hidravlik sınaqdan çıxarmaqla çəkilməsi, boruların diametri: 200 mm (D219x4.0) | km | 0.004 | 8881.0462 | 35.5242 | 0% | 0 | 0% | 0 | 0% | 0 | 100% | 1308.3048 | 0
9 | Düztikişli elektrik qaynaqlı, diametri 20-dən 377mm qədər, xarici diametri 219mm, divarın qalınlığı 4,5mm olan polad borular | m | 4 | 53.7806 | 215.1224 | 0% | 0 | 0% | 0 | 0% | 0 | 100% | 1100.6492 | 0
10 | Polad su boru kəmərlərinin, hidravlik sınaqdan çıxarmaqla çəkilməsi, boruların diametri: 100 mm (D108x3.0) | km | 0.027 | 4932.8302 | 133.1864 | 0% | 0 | 0% | 0 | 0% | 0 | 0% | 0 | 0
11 | Xarici diametri 108 mm, divarının qalınlığı 3,0 mm olan poladdan diametri 20 –dən 377 mm–dək, faskası çıxarılmış, düztikişli elektrik qaynaqlı polad borular | m | 27 | 17.846 | 481.842 | 0% | 0 | 0% | 0 | 0% | 0 | 0% | 0 | 0
12 | Polietilen borulardan boru kəmərlərinin çəkilməsi, diametri: 63 mm (Yüksək təzyiqə davamlı polietilen su borusu D75x4.5mm) | km | 0.089 | 3403.8502 | 302.9427 | 0% | 0 | 0% | 0 | 0% | 0 | 42.21% | 1049.7371 | 0
13 | Yüksək elastikliyə, geniş diapazonlu təzyiqə malik, standartlara cavab verən polietilen su və qaz borusu: diametri 75 mm, divarının qalınlığı 4,5 mm, , PN 10 | m | 89 | 3.9842 | 354.5938 | 0% | 0 | 0% | 0 | 0% | 0 | 0% | 0 | 0
14 | Polietilen borulardan boru kəmərlərinin çəkilməsi, diametri: 63 mm (Yüksək təzyiqə davamlı polietilen su borusu D63x3.8mm) | km | 0.05 | 3403.8502 | 170.1925 | 0% | 0 | 0% | 0 | 0% | 0 | 0% | 0 | 0
15 | Yüksək elastikliyə, geniş diapazonlu təzyiqə malik, standartlara cavab verən polietilen su və qaz borusu: diametri 63 mm, divarının qalınlığı 3,8 mm, , PN 10 | m | 50 | 2.8724 | 143.62 | 0% | 0 | 0% | 0 | 0% | 0 | 0% | 0 | 0
16 | Polietilen borulardan boru kəmərlərinin çəkilməsi, diametri: 50 mm (Yüksək təzyiqə davamlı polietilen su borusu D32x2.0mm) | km | 0.057 | 3259.9282 | 185.8159 | 0% | 0 | 0% | 0 | 0% | 0 | 8.554% | 345.0485 | 0
17 | Yüksək elastikliyə, geniş diapazonlu təzyiqə malik, standartlara cavab verən polietilen su və qaz borusu: diametri 32 mm, divarının qalınlığı 2 mm, , PN 10 | m | 57 | 0.9 | 51.3 | 0% | 0 | 0% | 0 | 0% | 0 | 8.454% | 55.2997 | 0
18 | Boru kəmərlərinin dezinfeksiya olunmaqla yuyulması, boruların diametri: 50-65 mm | km | 0.196 | 651.7882 | 127.7505 | 0% | 0 | 0% | 0 | 0% | 0 | 0% | 0 | 0
19 | Çuqun siyirtmələrin və ya əks klapanların qoyulması, diametri: 200 mm (D200mm siyirtmə quraşdırılması) | ədəd | 2 | 53.7214 | 107.4428 | 0% | 0 | 0% | 0 | 0% | 0 | 0% | 0 | 0
20 | Çuqun siyirtmələr 150mm (D200mm) | ədəd | 2 | 169.9892 | 339.9784 | 0% | 0 | 0% | 0 | 0% | 0 | 0% | 0 | 0
21 | Çuqun siyirtmələrin və ya əks klapanların qoyulması, diametri: 80 mm (D65mm siyirtmə quraşdırılması) | ədəd | 4 | 22.2544 | 89.0176 | 0% | 0 | 0% | 0 | 0% | 0 | 0% | 0 | 0
22 | Çuqun siyirtmələr, 64mm | ədəd | 4 | 42.6524 | 170.6096 | 0% | 0 | 0% | 0 | 0% | 0 | 30.97% | 22803.2012 | 0
23 | Poladdan qaynaq olunmuş yastı polad flanslar; təzyiqi 0,6 MPa (6 kqq/sm²), diametri 200 mm | ədəd | 4 | 24.1292 | 96.5168 | 0% | 0 | 0% | 0 | 0% | 0 | 24.5% | 6773.6079 | 0
24 | Poladdan qaynaq olunmuş yastı polad flanslar; təzyiqi 0,6 MPa (6 kqq/sm²), 50 mm diametrli | ədəd | 8 | 6.4424 | 51.5392 | 0% | 0 | 0% | 0 | 0% | 0 | 44.65% | 6859.5267 | 0
25 | Suvarma kranının qoyulması, diametri: 25 mm | ədəd | 2 | 10.6468 | 21.2936 | 0% | 0 | 0% | 0 | 0% | 0 | 0% | 0 | 0
26 | Rezin şlanq (rukav), 25mm | m | 40 | 4.4432 | 177.728 | 0% | 0 | 0% | 0 | 0% | 0 | 0% | 0 | 0
27 | Yığma dəmir-betondan dairəvi quyuların qurulması, qruntlar: quru | m(3) | 10 | 173.602 | 1736.02 | 0% | 0 | 0% | 0 | 0% | 0 | 0% | 0 | 0
28 | Yığma beton konstruksiyalar | m(3) | 10 | 85.0946 | 850.946 | 0% | 0 | 0% | 0 | 0% | 0 | 30.07% | 1168.3312 | 0
29 | Çuqun lyuklar(diametri 70 sm) | ədəd | 5 | 187.472 | 937.36 | 0% | 0 | 0% | 0 | 0% | 0 | 24.5% | 12700.5148 | 0
17.2 | Ümumisahə materialları. (K1-məişət kanalizasiyası) | 0 | [8 empty] | 0 | 44.64% | 4260.3613 | 0
1 | Çalovun tutumu 0,5 (0,5-0,63) m3 olan ekskavatorlarla qruntun kənara atılaraq qazılması, qruntun qrupu: 2 | m(3) | 403 | 0.84182 | 339.2535 | 0% | 0 | 0% | 0 | 0% | 0 | 0% | 0 | 0
2 | Eni 2 m-ə qədər, dərinliyi 2 m-ə qədər olan xəndəklərdə qruntun bərkitmələr tətbiq etməklə əl ilə qazılması, qruntun qrupu: 2 | m(3) | 17 | 22.948 | 390.116 | 0% | 0 | 0% | 0 | 0% | 0 | 0% | 0 | 0
3 | Qruntu 5 m-ə qədər məsafəyə yerinin dəyişdirilməsi ilə çalaların və xəndəklərin buldozerlərlə doldurulması, buldozerin gücü: 59 (80) kVt (a.g.), 2-ci qrup qrunt | m(3) | 312 | 1.4138 | 441.1056 | 0% | 0 | 0% | 0 | 0% | 0 | 0% | 0 | 0
4 | Xəndəklərin, çalaların və çuxurların əl ilə doldurulması, qruntun qrupu: 2 | m(3) | 24 | 8.16 | 195.84 | 0% | 0 | 0% | 0 | 0% | 0 | 0% | 0 | 0
5 | Pnevmatik döyəcləyicilərlə qruntun sıxlaşdırılması, qruntun qrupu: 1, 2 | m(3) | 336 | 2 | 672 | 0% | 0 | 0% | 0 | 0% | 0 | 0% | 0 | 0
6 | Çalovunun tutumu 0,5 (0,5-0,63) m3 olan ekskavatorlarla qruntun özüboşaldan avtomobillərə yüklənməklə qazılması, qruntun qrupu: 2 | m(3) | 84 | 7.5256 | 632.1504 | 0% | 0 | 0% | 0 | 0% | 0 | 0% | 0 | 0
7 | Özüboşaldan avtomobil, 17 t daşınma məsafəsi - 5 km. 1-ci sinifli yük | ton | 147 | 1.63 | 239.61 | 0% | 0 | 0% | 0 | 0% | 0 | 62.02% | 2404.8 | 0
8 | Polietilen borulardan boru kəmərlərinin çəkilməsi, diametri: 160 mm (Polietilen -polipropilen kanalizasiya borusu (korrige) D150mm) | km | 0.23 | 5021.0704 | 1154.8462 | 0% | 0 | 0% | 0 | 0% | 0 | 50.2% | 1349.6524 | 0
9 | Yüksək elastikliyə və mexaniki zərbələrə davamlı, xarici qatındakı büzmələr sayəsində ağır tonlu yük avtomobillərinə qarşı dözümlülük xüsusiyyətinə malik bir tərəfi muftalı yüksək sıxlıqlı qofralı polietilen kanalizasiya borusu: DN 150, (D150mm) | m | 230 | 7.3808 | 1697.584 | 0% | 0 | 0% | 0 | 0% | 0 | 0% | 0 | 0
10 | Dairəvi yığma dəmir-beton kanalizasiya quyularının qurulması, diametri: 1,5 m quru qruntlarda | m(3) | 3.65 | 224.5 | 819.425 | 0% | 0 | 0% | 0 | 0% | 0 | 0% | 0 | 0
11 | Dairəvi yığma dəmir-beton kanalizasiya quyularının qurulması, diametri: 1 m quru qruntlarda | m(3) | 19.77 | 282.538 | 5585.7763 | 0% | 0 | 0% | 0 | 0% | 0 | 49.53% | 830.8502 | 0
12 | Yığma beton konstruksiyalar | m(3) | 23.42 | 85.0946 | 1992.9155 | 0% | 0 | 0% | 0 | 0% | 0 | 62.02% | 283.6 | 0
13 | Çuqun lyuklar(diametri 70 sm) | ədəd | 19 | 187.472 | 3561.968 | 0% | 0 | 0% | 0 | 0% | 0 | 50% | 315.2461 | 0
14 | Polietilen yağ tutucu qurğu (Benzin -yağ tutan) | ədəd | 1 | 3736.9088 | 3736.9088 | 0% | 0 | 0% | 0 | 0% | 0 | 0% | 0 | 0
18.1 | (Şaquli planlaşdırma) | 0 | [8 empty] | 0
1 | Qruntun 10 m-ə qədər məsafəyə daşınmaqla buldozerlərlə qazılması, buldozerin gücü: 59 (80) kVt (a.g.), 2-ci qrup qrunt | m(3) | 4313 | 0.9 | 3881.7 | 0% | 0 | 0% | 0 | 0% | 0
2 | Qruntun hər növbəti 10 m əlavə etmək | m(3) | 4313 | 0.9 | 3881.7 | 0% | 0 | 0% | 0 | 0% | 0
3 | Çalovunun tutumu 0,5 (0,5-0,63) m3 olan ekskavatorlarla qruntun özüboşaldan avtomobillərə yüklənməklə qazılması, qruntun qrupu: 2 (Çatışmayan qrunt) | m(3) | 8683 | 0.9 | 7814.7 | 0% | 0 | 0% | 0 | 0% | 0
4 | Özüboşaldan avtomobil, 17 t daşınma məsafəsi - 5 km. 1-ci sinifli yük | ton | 15195.25 | 1.63 | 24768.2575 | 0% | 0 | 0% | 0 | 0% | 0 | 100% | 5766733.6403 | 0
5 | Qruntu 5 m-ə qədər məsafəyə yerinin dəyişdirilməsi ilə çalaların və xəndəklərin buldozerlərlə doldurulması, buldozerin gücü: 59 (80) kVt (a.g.), 2-ci qrup qrunt | m(3) | 12996 | 0.9 | 11696.4 | 0% | 0 | 0% | 0 | 0% | 0 | 100% | 5766733.6403 | 0
6 | əlavə 5 m | m(3) | 12996 | 0.9 | 11696.4 | 0% | 0 | 0% | 0 | 0% | 0 | 100% | 5766733.6403 | 0
7 | 8 t-luq yumruqcuqlu qoşqulu vərdənə ilə bir iz üzrə birinci gedişdə qruntun sıxlaşdırılması, qatın qalınlığı: 20 sm | m(3) | 12996 | 0.9 | 11696.4 | 0% | 0 | 0% | 0 | 0% | 0 | 0% | 0 | 0
8 | Bir iz üzrə hər növbəti gediş zamanı(əlavə 6 gediş) | m(3) | 12996 | 0.9 | 11696.4 | 0% | 0 | 0% | 0 | 0% | 0 | 0% | 1038012.0552 | 0
9 | Çalovunun tutumu 0,5 (0,5-0,63) m3 olan ekskavatorlarla qruntun özüboşaldan avtomobillərə yüklənməklə qazılması, qruntun qrupu: 1 (Münbit torpaq qatının gətirilməsi) | m(3) | 522 | 0.9 | 469.8 | 0% | 0 | 0% | 0 | 0% | 0
10 | Özüboşaldan avtomobil, 17 t daşınma məsafəsi - 5 km. 1-ci sinifli yük | ton | 626.4 | 1.63 | 1021.032 | 0% | 0 | 0% | 0 | 0% | 0
19.1 | Yollar. (Sahədaxili asfaltbeton yollar 383,7 m²) | 0 | [8 empty] | 0
1 | Əsasların döşənək və hamarlayıcı qatlarının qurulması: qum-çınqıl qatışığından, iri qumdan (250 mm) | m(3) | 96 | 4.4108 | 423.4368 | 0% | 0 | 0% | 0 | 0% | 0
2 | Çınqıl | m(3) | 96 | 22.0484 | 2116.6464 | 0% | 0 | 0% | 0 | 0% | 0
3 | 70-120 mm fraksiyalı qırmadaşdan qalınlığı 12 sm olan əsasların qurulması: birqat | m(2) | 383.7 | 4.1892 | 1607.3884 | 0% | 0 | 0% | 0 | 0% | 0
4 | Qatın qalınlığı hər 1 sm dəyişdikdə (əlavə 3 sm) | m(2) | 383.7 | 0.81122 | 311.2651 | 0% | 0 | 0% | 0 | 0% | 0
5 | Sıx iri-dənəvər AB tipli qaynar asfalt-beton qatışığından qalınlığı 4 sm olan örtüyün qurulması, daş materiallarının sıxlığı: 2,5-2,9 t/m3 | m(2) | 383.7 | 7.0788 | 2716.1509 | 0% | 0 | 0% | 0 | 0% | 0 | 100% | 5766733.6403 | 0
6 | Örtüyün qalınlığı 0,5 sm dəyişdikdə (əlavə 3 sm) | m(2) | 383.7 | 4.6727 | 1792.8996 | 0% | 0 | 0% | 0 | 0% | 0 | 100% | 5766733.6403 | 0
7 | Sıx xırda-dənəvər ABV tipli qaynar asfalt-beton qatışığından qalınlığı 4 sm olan örtüyün qurulması, daş materiallarının sıxlığı: 2,5-2,9 t/m3 | m(2) | 383.7 | 7.1288 | 2735.3282 | 0% | 0 | 0% | 0 | 0% | 0 | 100% | 5766733.6403 | 0
8 | Örtüyün qalınlığı 0,5 sm dəyişdikdə (əlavə 1 sm) | m(2) | 383.7 | 1.7259 | 662.2355 | 0% | 0 | 0% | 0 | 0% | 0 | 0% | 0 | 0
9 | Beton bort daşlarının quraşdırılması: sement-beton örtüklərdə | m | 242 | 20.0716 | 4857.3272 | 0% | 0 | 0% | 0 | 0% | 0 | 0% | 1038012.0552 | 0
20.1 | Yollar (Ərazidən kənar asfaltbeton yollar 216 m²) | 0 | [8 empty] | 0
1 | Əsasların döşənək və hamarlayıcı qatlarının qurulması: qum-çınqıl qatışığından, iri qumdan (250 mm) | m(3) | 54 | 5.3632 | 289.6128 | 0% | 0 | 0% | 0 | 0% | 0
2 | Çınqıl | m(3) | 54 | 22.0484 | 1190.6136 | 0% | 0 | 0% | 0 | 0% | 0
3 | 70-120 mm fraksiyalı qırmadaşdan qalınlığı 12 sm olan əsasların qurulması: birqat | m(2) | 216 | 4.1892 | 904.8629 | 0% | 0 | 0% | 0 | 0% | 0
4 | Qatın qalınlığı hər 1 sm dəyişdikdə (əlavə 3 sm) | m(2) | 216 | 0.9 | 194.4 | 0% | 0 | 0% | 0 | 0% | 0
5 | Sıx iri-dənəvər AB tipli qaynar asfalt-beton qatışığından qalınlığı 4 sm olan örtüyün qurulması, daş materiallarının sıxlığı: 2,5-2,9 t/m3 | m(2) | 216 | 7.0768 | 1528.5888 | 0% | 0 | 0% | 0 | 0% | 0 | 100% | 5766733.6403 | 0
6 | Örtüyün qalınlığı 0,5 sm dəyişdikdə (əlavə 3 sm) | m(2) | 216 | 4.6186 | 997.6176 | 0% | 0 | 0% | 0 | 0% | 0 | 100% | 5766733.6403 | 0
7 | Sıx xırda-dənəvər ABV tipli qaynar asfalt-beton qatışığından qalınlığı 4 sm olan örtüyün qurulması, daş materiallarının sıxlığı: 2,5-2,9 t/m3 | m(2) | 216 | 7.1176 | 1537.4016 | 0% | 0 | 0% | 0 | 0% | 0 | 100% | 5766733.6403 | 0
8 | Örtüyün qalınlığı 0,5 sm dəyişdikdə (əlavə 1 sm) | m(2) | 216 | 1.7259 | 372.7987 | 0% | 0 | 0% | 0 | 0% | 0 | 0% | 0 | 0
9 | Beton bort daşlarının quraşdırılması: sement-beton örtüklərdə | m | 39 | 20.0716 | 782.7924 | 0% | 0 | 0% | 0 | 0% | 0 | 0% | 1038012.0552 | 0
21.1 | Yollar (Dəmirbeton yollar 1021 m²) | 0 | [8 empty] | 0
1 | Əsasların döşənək və hamarlayıcı qatlarının qurulması: qum-çınqıl qatışığından, iri qumdan (250 mm) | m(3) | 255.25 | 5.2816 | 1348.1284 | 0% | 0 | 0% | 0 | 0% | 0
2 | Çınqıl | m(3) | 255.25 | 22.0484 | 5627.8541 | 0% | 0 | 0% | 0 | 0% | 0
3 | 70-120 mm fraksiyalı qırmadaşdan qalınlığı 12 sm olan əsasların qurulması: birqat | m(2) | 1021 | 4.1892 | 4277.1528 | 0% | 0 | 0% | 0 | 0% | 0
4 | Qatın qalınlığı hər 1 sm dəyişdikdə (əlavə 3 sm) | m(2) | 1021 | 0.9 | 918.9 | 0% | 0 | 0% | 0 | 0% | 0
5 | Qoyma detalların qurulması, çəkisi: döşənək və betonlama qatlarının armaturlanması | ton | 18.133 | 447.25 | 8109.9842 | 0% | 0 | 0% | 0 | 0% | 0
6 | A-3 sinifli armatur | ton | 18.133 | 1200.1 | 21761.4133 | 0% | 0 | 0% | 0 | 0% | 0
7 | Döşənək qatlarının düzəldilməsi: betonlu | m(3) | 102.1 | 140.9926 | 14395.3445 | 0% | 0 | 0% | 0 | 0% | 0 | 0% | 0 | 0
8 | Sıx iri-dənəvər AB tipli qaynar asfalt-beton qatışığından qalınlığı 4 sm olan örtüyün qurulması, daş materiallarının sıxlığı: 2,5-2,9 t/m3 | m(2) | 1021 | 7.0768 | 7225.4128 | 0% | 0 | 0% | 0 | 0% | 0 | 0% | 0 | 0
9 | Örtüyün qalınlığı 0,5 sm dəyişdikdə (əlavə 3 sm) | m(2) | 1021 | 4.7421 | 4841.6433 | 0% | 0 | 0% | 0 | 0% | 0
10 | Sıx xırda-dənəvər ABV tipli qaynar asfalt-beton qatışığından qalınlığı 4 sm olan örtüyün qurulması, daş materiallarının sıxlığı: 2,5-2,9 t/m3 | m(2) | 1021 | 7.1268 | 7276.4424 | 0% | 0 | 0% | 0 | 0% | 0
0 | Örtüyün qalınlığı 0,5 sm dəyişdikdə (əlavə 1 sm) | m(2) | 1021 | 1.7259 | 1762.1643 | 0% | 0 | 0% | 0 | 0% | 0
22.1 | Səki (meydançalar) 1437,8 m²) | 0 | [8 empty] | 0
1 | Əsasların döşənək və hamarlayıcı qatlarının qurulması: qum-çınqıl qatışığından, iri qumdan (100 mm) | m(3) | 143.78 | 5.3632 | 771.1209 | 0% | 0 | 0% | 0 | 0% | 0
2 | Çınqıl | m(3) | 143.78 | 22.0484 | 3170.119 | 0% | 0 | 0% | 0 | 0% | 0
3 | Tökmə xırda dənəvər asfalt-beton qatışığından cığır və səkilərin qalınlığı 3 sm olan birqat asfalt-beton örtüklərinin qurulması | m(2) | 1437.8 | 6.9748 | 10028.3674 | 0% | 0 | 0% | 0 | 0% | 0
4 | Örtüyün qalınlığının 0,5 sm dəyişməsi zamanı (əlavə 1 sm) | m(2) | 1437.8 | 2.2624 | 3252.8787 | 0% | 0 | 0% | 0 | 0% | 0
5 | Beton bort daşlarının quraşdırılması: sement-beton örtüklərdə | m | 726 | 16.267 | 11809.842 | 0% | 0 | 0% | 0 | 0% | 0
23.1 | (Yaşıllaşdırma) | 0 | [8 empty] | 0
1 | Sahənin planlaşdırılması:mexaniki üsulla | m(2) | 3482.3 | 0.9 | 3134.07 | 0% | 0 | 0% | 0 | 0% | 0
2 | Sahənin bölünməsi | m(2) | 3482.3 | 1.2692 | 4419.7352 | 0% | 0 | 0% | 0 | 0% | 0
3 | Bitki torpağını əlavə etməklə, ölçüləri 1,0x1,0x0,6 m olan kvadrat topa torpaqla ağac və kollar üçün standart əkin yerlərinin əl ilə hazırlanması: 75 %-ə qədər | ədəd | 55 | 76.6 | 4213 | 0% | 0 | 0% | 0 | 0% | 0 | 100% | 5766733.6403 | 0
4 | 1,0x1,0x0,6 m ölçülərdə topa torpaqla ağac və kolların əkilməsi | ədəd | 55 | 85.4 | 4697 | 0% | 0 | 0% | 0 | 0% | 0 | 100% | 5766733.6403 | 0
5 | Bitki torpağını əlavə etməklə, ölçüləri 0,5x0,5x0,4 m olan kvadrat topa torpaqla ağac və kollar üçün standart əkin yerlərinin əl ilə hazırlanması: 75 %-ə qədər | ədəd | 400 | 43.552 | 17420.8 | 0% | 0 | 0% | 0 | 0% | 0 | 100% | 5766733.6403 | 0
6 | 0,5x0,5x0,4 m ölçülərdə topa torpaqla ağac və kolların əkilməsi | ədəd | 400 | 42.634 | 17053.6 | 0% | 0 | 0% | 0 | 0% | 0 | 0% | 0 | 0
7 | Qalınlığı 15 sm olan bitki torpağını verməklə, parterşəkilli və adi qazonları düzəltmək üçün torpağın hazırlanması: mexaniki üsulla | m(2) | 200 | 3.0478 | 609.56 | 0% | 0 | 0% | 0 | 0% | 0 | 0% | 1038012.0552 | 0
8 | Parterşəkilli, mavritanşəkilli və adi qazonların əl ilə əkilməsi | m(2) | 200 | 1.7116 | 342.32 | 0% | 0 | 0% | 0 | 0% | 0
24.1 | (Qum meydançası) | 0 | [8 empty] | 0
1 | Dərinliyi 2 m-ə qədər olan yamaclı xəndəklərdə qruntun bərkitmələr olmadan əl ilə qazılması, qruntun qrupu: 1 | m(3) | 24 | 8.96 | 215.04 | 0% | 0 | 0% | 0 | 0% | 0
2 | Özüboşaldan avtomobil, 17 t daşınma məsafəsi - 5 km. 1-ci sinifli yük | ton | 46 | 1.63 | 74.98 | 0% | 0 | 0% | 0 | 0% | 0
3 | Bünövrə altı əsasların qurulması:çınqıllı | m(3) | 1 | 36.5 | 36.5 | 0% | 0 | 0% | 0 | 0% | 0
4 | Beton hazırlıq qatının qurulması | m(3) | 0.7 | 124.1 | 86.87 | 0% | 0 | 0% | 0 | 0% | 0
5 | 390x190x188 mm ölçülərində mişarlanmış əhəng daşından bina və qurğuların bütöv divarlarının hörgüsü: 39 sm qalınlığında | m(2) | 10.5 | 52.936 | 555.828 | 0% | 0 | 0% | 0 | 0% | 0
6 | Beton və daş səthlərin sement-əhəng və ya sement məhlulu ilə suvanması: divarların, sadə | m(2) | 26 | 10.8202 | 281.3252 | 0% | 0 | 0% | 0 | 0% | 0
7 | Divar və bünövrələrin hidroizolyasiyası: yandan, kərpic, beton və but hörgüsünün düzləndirilmiş səthi üzrə yapışdırıcılı 2 qat | m(2) | 21 | 12.1156 | 254.4276 | 0% | 0 | 0% | 0 | 0% | 0 | 100% | 5766733.6403 | 0
8 | Bir lay fanerdan döşəmələrin əsasının qurulması: sahəsi 20m² qədər (faner 18 mm) | m(2) | 21 | 5.6794 | 119.2674 | 0% | 0 | 0% | 0 | 0% | 0 | 100% | 5766733.6403 | 0
9 | Bakelitlənmiş faner, qalınlığı 14 - 18 mm | m(3) | 0.378 | 529.1924 | 200.0347 | 0% | 0 | 0% | 0 | 0% | 0 | 100% | 5766733.6403 | 0
10 | Döşənək qatlarının düzəldilməsi: qumlu | m(3) | 20 | 61.2592 | 1225.184 | 0% | 0 | 0% | 0 | 0% | 0 | 0% | 0 | 0
25.1 | (İstinad divarı və daş hasar (Torpaq işləri) | 0 | [8 empty] | 0 | 0% | 1038012.0552 | 0
1 | Çalovun tutumu 0,5 (0,5-0,63)m3 olan “əks çalov”lu ekskavatorlarla qruntun xəndəklərdən kənara atılaraq qazılması, qruntun qrupu: 2 | m(3) | 1658 | 0.9 | 1492.2 | 0% | 0 | 0% | 0 | 0% | 0
2 | Dərinliyi 2 m-ə qədər olan yamaclı xəndəklərdə qruntun bərkitmələr olmadan əl ilə qazılması, qruntun qrupu: 2 | m(3) | 51 | 8.96 | 456.96 | 0% | 0 | 0% | 0 | 0% | 0
3 | Qruntu 5 m-ə qədər məsafəyə yerinin dəyişdirilməsi ilə çalaların və xəndəklərin buldozerlərlə doldurulması, buldozerin gücü: 59 (80) kVt (a.g.), 2-ci qrup qrunt | m(3) | 885 | 0.9 | 796.5 | 0% | 0 | 0% | 0 | 0% | 0
4 | Pnevmatik döyəcləyicilərlə qruntun sıxlaşdırılması, qruntun qrupu: 1, 2 | m(3) | 885 | 2 | 1770 | 0% | 0 | 0% | 0 | 0% | 0
5 | Xəndəklərin, çalaların və çuxurların əl ilə doldurulması, qruntun qrupu: 2 | m(3) | 221 | 8.16 | 1803.36 | 0% | 0 | 0% | 0 | 0% | 0
25,1,1 | İstinad divarı və daş hasar (İstinad divarı İD-1) | 0 | [8 empty] | 0 | 100% | 5766733.6403 | 0
1 | Bünövrə altı əsasların qurulması:qırmadaşlı | m(3) | 5.44 | 36.616 | 199.191 | 0% | 0 | 0% | 0 | 0% | 0 | 0% | 0 | 0
2 | Beton hazırlıq qatının qurulması (b7.5) | m(3) | 2.56 | 124.1 | 317.696 | 0% | 0 | 0% | 0 | 0% | 0 | 0% | 1038012.0552 | 0
3 | Lentvari bünövrələrin qurulması: dəmir-beton, yuxarı tərəfinin eni 1000 mm-ə qədər olduqda (b25) | m(3) | 14.4 | 177.81 | 2560.464 | 0% | 0 | 0% | 0 | 0% | 0
4 | A-3 sinifli armatur | ton | 1.269 | 1200.1 | 1522.9269 | 0% | 0 | 0% | 0 | 0% | 0
5 | Dəmir-beton istinad divarlarının və zirzəmi divarlarının qurulması, hündürlüyü: 3 m-ə qədər, qalınlığı 500 mm-ə qədər (b25) | m(3) | 15.71 | 203.6614 | 3199.5206 | 0% | 0 | 0% | 0 | 0% | 0
6 | A-1 sinifli armatur | ton | 0.039 | 1325.1 | 51.6789 | 0% | 0 | 0% | 0 | 0% | 0
7 | A-3 sinifli armatur | ton | 1.736 | 1200.1 | 2083.3736 | 0% | 0 | 0% | 0 | 0% | 0
25,1,2 | İstinad divarı və daş hasar (İstinad divarı İD-2) | 0 | [8 empty] | 0
1 | Bünövrə altı əsasların qurulması:qırmadaşlı | m(3) | 20.4 | 36.616 | 746.9664 | 0% | 0 | 0% | 0 | 0% | 0
2 | Beton hazırlıq qatının qurulması (b7.5) | m(3) | 9.6 | 124.1 | 1191.36 | 0% | 0 | 0% | 0 | 0% | 0
3 | Lentvari bünövrələrin qurulması: dəmir-beton, yuxarı tərəfinin eni 1000 mm-ə qədər olduqda (b25) | m(3) | 54 | 177.81 | 9601.74 | 0% | 0 | 0% | 0 | 0% | 0
4 | A-3 sinifli armatur | ton | 4.878 | 1200.1 | 5854.0878 | 0% | 0 | 0% | 0 | 0% | 0
5 | Dəmir-beton istinad divarlarının və zirzəmi divarlarının qurulması, hündürlüyü: 3 m-ə qədər, qalınlığı 500 mm-ə qədər (b25) | m(3) | 67.5 | 203.6614 | 13747.1445 | 0% | 0 | 0% | 0 | 0% | 0 | 100% | 5766733.6403 | 0
6 | A-1 sinifli armatur | ton | 0.168 | 1325.1 | 222.6168 | 0% | 0 | 0% | 0 | 0% | 0 | 100% | 5766733.6403 | 0
7 | A-3 sinifli armatur | ton | 5.18 | 1200.1 | 6216.518 | 0% | 0 | 0% | 0 | 0% | 0 | 100% | 5766733.6403 | 0
25,1,3 | İstinad divarı və daş hasar (İstinad divarı İD-3) | 0 | [8 empty] | 0 | 0% | 0 | 0
1 | Bünövrə altı əsasların qurulması:qırmadaşlı | m(3) | 10.2 | 36.616 | 373.4832 | 0% | 0 | 0% | 0 | 0% | 0 | 0% | 1038012.0552 | 0
2 | Beton hazırlıq qatının qurulması (b7.5) | m(3) | 4.8 | 124.1 | 595.68 | 0% | 0 | 0% | 0 | 0% | 0 | 0% | 0 | 0
3 | Lentvari bünövrələrin qurulması: dəmir-beton, yuxarı tərəfinin eni 1000 mm-ə qədər olduqda (b25) | m(3) | 26.4 | 177.81 | 4694.184 | 0% | 0 | 0% | 0 | 0% | 0 | 0% | 0 | 0
4 | A-3 sinifli armatur | ton | 2.56 | 1200.1 | 3072.256 | 0% | 0 | 0% | 0 | 0% | 0 | 0% | 0 | 0
5 | Dəmir-beton istinad divarlarının və zirzəmi divarlarının qurulması, hündürlüyü: 3 m-ə qədər, qalınlığı 500 mm-ə qədər (b25) | m(3) | 30.38 | 203.6614 | 6187.2333 | 0% | 0 | 0% | 0 | 0% | 0 | 0% | 0 | 0
6 | A-1 sinifli armatur | ton | 0.076 | 1325.1 | 100.7076 | 0% | 0 | 0% | 0 | 0% | 0 | 0% | 0 | 0
7 | A-3 sinifli armatur | ton | 3.502 | 1200.1 | 4202.7502 | 0% | 0 | 0% | 0 | 0% | 0 | 0% | 0 | 0
25,1,4 | İstinad divarı və daş hasar (İstinad divarı İD-4) | 0 | [8 empty] | 0 | 0% | 0 | 0
1 | Bünövrə altı əsasların qurulması:qırmadaşlı | m(3) | 10.642 | 36.616 | 389.6675 | 0% | 0 | 0% | 0 | 0% | 0 | 0% | 0 | 0
2 | Beton hazırlıq qatının qurulması (b7.5) | m(3) | 5.01 | 124.1 | 621.741 | 0% | 0 | 0% | 0 | 0% | 0 | 0% | 0 | 0
3 | Lentvari bünövrələrin qurulması: dəmir-beton, yuxarı tərəfinin eni 1000 mm-ə qədər olduqda (b25) | m(3) | 29.25 | 177.81 | 5200.9425 | 0% | 0 | 0% | 0 | 0% | 0 | 0% | 0 | 0
4 | A-3 sinifli armatur | ton | 2.683 | 1200.1 | 3219.8683 | 0% | 0 | 0% | 0 | 0% | 0 | 0% | 0 | 0
5 | Dəmir-beton istinad divarlarının və zirzəmi divarlarının qurulması, hündürlüyü: 3 m-ə qədər, qalınlığı 500 mm-ə qədər (b25) | m(3) | 28.17 | 203.6614 | 5737.1416 | 0% | 0 | 0% | 0 | 0% | 0 | 0% | 0 | 0
6 | A-1 sinifli armatur | ton | 0.07 | 1325.1 | 92.757 | 0% | 0 | 0% | 0 | 0% | 0 | 0% | 0 | 0
7 | A-3 sinifli armatur | ton | 3.308 | 1200.1 | 3969.9308 | 0% | 0 | 0% | 0 | 0% | 0 | 0% | 0 | 0
25,1,5 | İstinad divarı və daş hasar (İstinad divarı İD-5) | 0 | [8 empty] | 0 | 0% | 0 | 0
1 | Bünövrə altı əsasların qurulması:qırmadaşlı | m(3) | 10.2 | 36.616 | 373.4832 | 0% | 0 | 0% | 0 | 0% | 0 | 0% | 0 | 0
2 | Beton hazırlıq qatının qurulması (b7.5) | m(3) | 4.8 | 124.1 | 595.68 | 0% | 0 | 0% | 0 | 0% | 0 | 75.76% | 50000.0061 | 0
3 | Lentvari bünövrələrin qurulması: dəmir-beton, yuxarı tərəfinin eni 1000 mm-ə qədər olduqda (b25) | m(3) | 29.16 | 177.81 | 5184.9396 | 0% | 0 | 0% | 0 | 0% | 0 | 0% | 0 | 0
4 | A-3 sinifli armatur | ton | 2.596 | 1200.1 | 3115.4596 | 0% | 0 | 0% | 0 | 0% | 0 | 0% | 0 | 0
5 | Dəmir-beton istinad divarlarının və zirzəmi divarlarının qurulması, hündürlüyü: 3 m-ə qədər, qalınlığı 500 mm-ə qədər (b25) | m(3) | 31.32 | 203.6614 | 6378.675 | 0% | 0 | 0% | 0 | 0% | 0
6 | A-1 sinifli armatur | ton | 0.22 | 1325.1 | 291.522 | 0% | 0 | 0% | 0 | 0% | 0
7 | A-3 sinifli armatur | ton | 3.372 | 1200.1 | 4046.7372 | 0% | 0 | 0% | 0 | 0% | 0
25,1,6 | İstinad divarı və daş hasar (İstinad divarı İD-6) | 0 | [8 empty] | 0
1 | Bünövrə altı əsasların qurulması:qırmadaşlı | m(3) | 11.3 | 36.616 | 413.7608 | 0% | 0 | 0% | 0 | 0% | 0
2 | Beton hazırlıq qatının qurulması (b7.5) | m(3) | 5.3 | 124.1 | 657.73 | 0% | 0 | 0% | 0 | 0% | 0
3 | Lentvari bünövrələrin qurulması: dəmir-beton, yuxarı tərəfinin eni 1000 mm-ə qədər olduqda (b25) | m(3) | 51.84 | 177.81 | 9217.6704 | 0% | 0 | 0% | 0 | 0% | 0
4 | A-3 sinifli armatur | ton | 3.713 | 1200.1 | 4455.9713 | 0% | 0 | 0% | 0 | 0% | 0
5 | Dəmir-beton istinad divarlarının və zirzəmi divarlarının qurulması, hündürlüyü: 3 m-ə qədər, qalınlığı 500 mm-ə qədər (b25) | m(3) | 49.68 | 203.6614 | 10117.8984 | 0% | 0 | 0% | 0 | 0% | 0
6 | A-1 sinifli armatur | ton | 0.118 | 1325.1 | 156.3618 | 0% | 0 | 0% | 0 | 0% | 0
7 | A-3 sinifli armatur | ton | 3.992 | 1200.1 | 4790.7992 | 0% | 0 | 0% | 0 | 0% | 0
25,1,7 | İstinad divarı və daş hasar (İstinad divarı İD-7) | 0 | [8 empty] | 0 | 100% | 5766733.6403 | 0
1 | Bünövrə altı əsasların qurulması:qırmadaşlı | m(3) | 10.2 | 36.616 | 373.4832 | 0% | 0 | 0% | 0 | 0% | 0 | 100% | 5766733.6403 | 0
2 | Beton hazırlıq qatının qurulması (b7.5) | m(3) | 4.8 | 124.1 | 595.68 | 0% | 0 | 0% | 0 | 0% | 0 | 100% | 5766733.6403 | 0
3 | Lentvari bünövrələrin qurulması: dəmir-beton, yuxarı tərəfinin eni 1000 mm-ə qədər olduqda (b25) | m(3) | 59.36 | 177.81 | 10554.8016 | 0% | 0 | 0% | 0 | 0% | 0 | 0% | 0 | 0
4 | A-3 sinifli armatur | ton | 2.44 | 1200.1 | 2928.244 | 0% | 0 | 0% | 0 | 0% | 0 | 0% | 1038012.0552 | 0
5 | Dəmir-beton istinad divarlarının və zirzəmi divarlarının qurulması, hündürlüyü: 3 m-ə qədər, qalınlığı 500 mm-ə qədər (b25) | m(3) | 74.55 | 203.6614 | 15182.9574 | 0% | 0 | 0% | 0 | 0% | 0
6 | A-1 sinifli armatur | ton | 0.177 | 1325.1 | 234.5427 | 0% | 0 | 0% | 0 | 0% | 0
7 | A-3 sinifli armatur | ton | 5.965 | 1200.1 | 7158.5965 | 0% | 0 | 0% | 0 | 0% | 0
25,1,8 | İstinad divarı və daş hasar (İstinad divarı İD-8) | 0 | [8 empty] | 0
1 | Bünövrə altı əsasların qurulması:qırmadaşlı | m(3) | 30.6 | 36.616 | 1120.4496 | 0% | 0 | 0% | 0 | 0% | 0
2 | Beton hazırlıq qatının qurulması (b7.5) | m(3) | 14.4 | 124.1 | 1787.04 | 0% | 0 | 0% | 0 | 0% | 0
3 | Lentvari bünövrələrin qurulması: dəmir-beton, yuxarı tərəfinin eni 1000 mm-ə qədər olduqda (b25) | m(3) | 144 | 177.81 | 25604.64 | 0% | 0 | 0% | 0 | 0% | 0
4 | A-3 sinifli armatur | ton | 9.81 | 1200.1 | 11772.981 | 0% | 0 | 0% | 0 | 0% | 0 | 100% | 5766733.6403 | 0
5 | Dəmir-beton istinad divarlarının və zirzəmi divarlarının qurulması, hündürlüyü: 3 m-ə qədər, qalınlığı 500 mm-ə qədər (b25) | m(3) | 189 | 203.6614 | 38492.0046 | 0% | 0 | 0% | 0 | 0% | 0 | 100% | 5766733.6403 | 0
6 | A-1 sinifli armatur | ton | 0.448 | 1325.1 | 593.6448 | 0% | 0 | 0% | 0 | 0% | 0 | 100% | 5766733.6403 | 0
7 | A-3 sinifli armatur | ton | 14.976 | 1200.1 | 17972.6976 | 0% | 0 | 0% | 0 | 0% | 0 | 0% | 0 | 0
25,1,9 | İstinad divarı və daş hasar (İstinad divarı İD-9) | 0 | [8 empty] | 0 | 0% | 1038012.0552 | 0
1 | Bünövrə altı əsasların qurulması:qırmadaşlı | m(3) | 10.2 | 36.616 | 373.4832 | 0% | 0 | 0% | 0 | 0% | 0
2 | Beton hazırlıq qatının qurulması (b7.5) | m(3) | 4.8 | 124.1 | 595.68 | 0% | 0 | 0% | 0 | 0% | 0
3 | Lentvari bünövrələrin qurulması: dəmir-beton, yuxarı tərəfinin eni 1000 mm-ə qədər olduqda (b25) | m(3) | 50.56 | 177.81 | 8990.0736 | 0% | 0 | 0% | 0 | 0% | 0
4 | A-3 sinifli armatur | ton | 3.476 | 1200.1 | 4171.5476 | 0% | 0 | 0% | 0 | 0% | 0
5 | Dəmir-beton istinad divarlarının və zirzəmi divarlarının qurulması, hündürlüyü: 3 m-ə qədər, qalınlığı 500 mm-ə qədər (b25) | m(3) | 63 | 203.6614 | 12830.6682 | 0% | 0 | 0% | 0 | 0% | 0
6 | A-1 sinifli armatur | ton | 0.149 | 1325.1 | 197.4399 | 0% | 0 | 0% | 0 | 0% | 0 | 100% | 5766733.6403 | 0
7 | A-3 sinifli armatur | ton | 4.972 | 1200.1 | 5966.8972 | 0% | 0 | 0% | 0 | 0% | 0 | 100% | 5766733.6403 | 0
25,1,10 | İstinad divarı və daş hasar (İstinad divarı İD-10) | 0 | [8 empty] | 0 | 100% | 5766733.6403 | 0
1 | Bünövrə altı əsasların qurulması:qırmadaşlı | m(3) | 10.2 | 36.616 | 373.4832 | 0% | 0 | 0% | 0 | 0% | 0 | 0% | 0 | 0
2 | Beton hazırlıq qatının qurulması (b7.5) | m(3) | 4.8 | 124.1 | 595.68 | 0% | 0 | 0% | 0 | 0% | 0 | 0% | 1038012.0552 | 0
3 | Lentvari bünövrələrin qurulması: dəmir-beton, yuxarı tərəfinin eni 1000 mm-ə qədər olduqda (b25) | m(3) | 53.12 | 177.81 | 9445.2672 | 0% | 0 | 0% | 0 | 0% | 0
4 | A-3 sinifli armatur | ton | 3.691 | 1200.1 | 4429.5691 | 0% | 0 | 0% | 0 | 0% | 0
5 | Dəmir-beton istinad divarlarının və zirzəmi divarlarının qurulması, hündürlüyü: 3 m-ə qədər, qalınlığı 500 mm-ə qədər (b25) | m(3) | 63 | 203.6614 | 12830.6682 | 0% | 0 | 0% | 0 | 0% | 0
6 | A-1 sinifli armatur | ton | 0.149 | 1325.1 | 197.4399 | 0% | 0 | 0% | 0 | 0% | 0
7 | A-3 sinifli armatur | ton | 4.91 | 1200.1 | 5892.491 | 0% | 0 | 0% | 0 | 0% | 0
25,1,11 | İstinad divarı və daş hasar (İstinad divarı İD-11) | 0 | [8 empty] | 0
1 | Bünövrə altı əsasların qurulması:qırmadaşlı | m(3) | 5.372 | 36.616 | 196.7012 | 0% | 0 | 0% | 0 | 0% | 0
2 | Beton hazırlıq qatının qurulması (b7.5) | m(3) | 2.528 | 124.1 | 313.7248 | 0% | 0 | 0% | 0 | 0% | 0
3 | Lentvari bünövrələrin qurulması: dəmir-beton, yuxarı tərəfinin eni 1000 mm-ə qədər olduqda (b25) | m(3) | 33.92 | 177.81 | 6031.3152 | 0% | 0 | 0% | 0 | 0% | 0
4 | A-3 sinifli armatur | ton | 2.269 | 1200.1 | 2723.0269 | 0% | 0 | 0% | 0 | 0% | 0 | 100% | 5766733.6403 | 0
5 | Dəmir-beton istinad divarlarının və zirzəmi divarlarının qurulması, hündürlüyü: 3 m-ə qədər, qalınlığı 500 mm-ə qədər (b25) | m(3) | 44.52 | 203.6614 | 9067.0055 | 0% | 0 | 0% | 0 | 0% | 0 | 100% | 5766733.6403 | 0
6 | A-1 sinifli armatur | ton | 0.106 | 1325.1 | 140.4606 | 0% | 0 | 0% | 0 | 0% | 0 | 100% | 5766733.6403 | 0
7 | A-3 sinifli armatur | ton | 3.527 | 1200.1 | 4232.7527 | 0% | 0 | 0% | 0 | 0% | 0 | 0% | 0 | 0
25,1,12 | İstinad divarı və daş hasar (İstinad divarı İD-12) | 0 | [8 empty] | 0 | 0% | 1038012.0552 | 0
1 | Bünövrə altı əsasların qurulması:qırmadaşlı | m(3) | 12.036 | 36.616 | 440.7102 | 0% | 0 | 0% | 0 | 0% | 0 | 100% | 1308.3048 | 0
2 | Beton hazırlıq qatının qurulması (b7.5) | m(3) | 5.664 | 124.1 | 702.9024 | 0% | 0 | 0% | 0 | 0% | 0 | 100% | 1100.6492 | 0
3 | Lentvari bünövrələrin qurulması: dəmir-beton, yuxarı tərəfinin eni 1000 mm-ə qədər olduqda (b25) | m(3) | 60.8 | 177.81 | 10810.848 | 0% | 0 | 0% | 0 | 0% | 0 | 0% | 0 | 0
4 | A-3 sinifli armatur | ton | 4.419 | 1200.1 | 5303.2419 | 0% | 0 | 0% | 0 | 0% | 0 | 0% | 0 | 0
5 | Dəmir-beton istinad divarlarının və zirzəmi divarlarının qurulması, hündürlüyü: 3 m-ə qədər, qalınlığı 500 mm-ə qədər (b25) | m(3) | 59.4 | 203.6614 | 12097.4872 | 0% | 0 | 0% | 0 | 0% | 0 | 42.21% | 1049.7371 | 0
6 | A-1 sinifli armatur | ton | 0.141 | 1325.1 | 186.8391 | 0% | 0 | 0% | 0 | 0% | 0 | 0% | 0 | 0
7 | A-3 sinifli armatur | ton | 4.652 | 1200.1 | 5582.8652 | 0% | 0 | 0% | 0 | 0% | 0 | 0% | 0 | 0
25,1,13 | İstinad divarı və daş hasar (İstinad divarı İD-13) | 0 | [8 empty] | 0 | 0% | 0 | 0
1 | Bünövrə altı əsasların qurulması:qırmadaşlı | m(3) | 8.33 | 36.616 | 305.0113 | 0% | 0 | 0% | 0 | 0% | 0 | 8.554% | 345.0485 | 0
2 | Beton hazırlıq qatının qurulması (b7.5) | m(3) | 3.92 | 124.1 | 486.472 | 0% | 0 | 0% | 0 | 0% | 0 | 8.454% | 55.2997 | 0
3 | Lentvari bünövrələrin qurulması: dəmir-beton, yuxarı tərəfinin eni 1000 mm-ə qədər olduqda (b25) | m(3) | 26.4 | 177.81 | 4694.184 | 0% | 0 | 0% | 0 | 0% | 0 | 0% | 0 | 0
4 | A-3 sinifli armatur | ton | 2.558 | 1200.1 | 3069.8558 | 0% | 0 | 0% | 0 | 0% | 0 | 0% | 0 | 0
5 | Dəmir-beton istinad divarlarının və zirzəmi divarlarının qurulması, hündürlüyü: 3 m-ə qədər, qalınlığı 500 mm-ə qədər (b25) | m(3) | 25.23 | 203.6614 | 5138.3771 | 0% | 0 | 0% | 0 | 0% | 0 | 0% | 0 | 0
6 | A-1 sinifli armatur | ton | 0.063 | 1325.1 | 83.4813 | 0% | 0 | 0% | 0 | 0% | 0 | 0% | 0 | 0
7 | A-3 sinifli armatur | ton | 2.842 | 1200.1 | 3410.6842 | 0% | 0 | 0% | 0 | 0% | 0 | 30.97% | 22803.2012 | 0
25.2 | İstinad divarı və daş hasar ("B"-"C" nöktələr arası daş hasar) | 0 | [8 empty] | 0 | 24.5% | 6773.6079 | 0
1 | Bünövrə altı əsasların qurulması:qırmadaşlı | m(3) | 7.872 | 36.616 | 288.2412 | 0% | 0 | 0% | 0 | 0% | 0 | 44.65% | 6859.5267 | 0
2 | Beton hazırlıq qatının düzəldilməsi. (b7.5) | m(3) | 3.28 | 99.24 | 325.5072 | 0% | 0 | 0% | 0 | 0% | 0 | 0% | 0 | 0
3 | Lentvari bünövrələrin qurulması:dəmir-beton, yuxarı tərəfinin eni 1000 mm-ə qədər olduqda ( b25, Daş və beton dirək üçün) | m(3) | 10.5 | 171.46 | 1800.33 | 0% | 0 | 0% | 0 | 0% | 0 | 0% | 0 | 0
4 | A-1 sinifli armatur | ton | 0.254 | 1325.1 | 336.5754 | 0% | 0 | 0% | 0 | 0% | 0 | 0% | 0 | 0
5 | A-3 sinifli armatur | ton | 0.435 | 1200.1 | 522.0435 | 0% | 0 | 0% | 0 | 0% | 0 | 30.07% | 1168.3312 | 0
6 | 390x190x188 mm ölçülərində mişarlanmış əhəng daşından bina və qurğuların bütöv divarlarının hörgüsü: 59 sm qalınlığında (kəsiklər) | m(2) | 56.26 | 76.396 | 4298.039 | 0% | 0 | 0% | 0 | 0% | 0 | 24.5% | 12700.5148 | 0
7 | Beton və daş səthlərin sement-əhəng və ya sement məhlulu ilə suvanması: divarların, sadə (torpaqla təmasda olan daş hissənin suvanması) | m(2) | 92.6 | 10.8202 | 1001.9505 | 0% | 0 | 0% | 0 | 0% | 0 | 44.64% | 4260.3613 | 0
8 | Yandan hidroizolyasiya: kərpic, beton və but hörgüsünün düzləndirilmiş səthi üzrə yaxmalı bitumlu 2 qat | m(2) | 192.2 | 3.67 | 705.374 | 0% | 0 | 0% | 0 | 0% | 0 | 0% | 0 | 0
9 | Taxta qəlibdə dəmir-beton sütunların qurulması, hündürlüyü: 4 m-ə qədər, perimetri 2 m-ə qədər (b25, dirək) | m(3) | 7.31 | 281.112 | 2054.9287 | 0% | 0 | 0% | 0 | 0% | 0 | 0% | 0 | 0
10 | A-1 sinifli armatur | ton | 0.325 | 1325.1 | 430.6575 | 0% | 0 | 0% | 0 | 0% | 0 | 0% | 0 | 0
11 | A-3 sinifli armatur | ton | 0.343 | 1200.1 | 411.6343 | 0% | 0 | 0% | 0 | 0% | 0 | 0% | 0 | 0
12 | Kəmərlərin qurulması: qəlibdə (b25) | m(3) | 6.8 | 249.388 | 1695.8384 | 0% | 0 | 0% | 0 | 0% | 0 | 0% | 0 | 0
13 | A-1 sinifli armatur | ton | 0.182 | 1325.1 | 241.1682 | 0% | 0 | 0% | 0 | 0% | 0 | 0% | 0 | 0
14 | A-3 sinifli armatur | ton | 0.32 | 1200.1 | 384.032 | 0% | 0 | 0% | 0 | 0% | 0 | 62.02% | 2404.8 | 0
15 | 390x190x188 mm ölçülərində mişarlanmış əhəng daşından bina və qurğuların bütöv divarlarının hörgüsü: 39 sm qalınlığında | m(2) | 41.2 | 52.936 | 2180.9632 | 0% | 0 | 0% | 0 | 0% | 0 | 50.2% | 1349.6524 | 0
16 | Sement-əhəng məhlulu ilə daş üzrə yaxşılaşdırılmış suvama: divarları (Hasarın) | m(2) | 82.4 | 10.3204 | 850.401 | 0% | 0 | 0% | 0 | 0% | 0 | 0% | 0 | 0
17 | Səthləri hazırlamaqla fasadların tərkiblərlə taxtabəndlərdən rənglənməsi: polivinilasetatlı (hasarın) | m(2) | 142.7 | 2.2216 | 317.0223 | 0% | 0 | 0% | 0 | 0% | 0 | 0% | 0 | 0
25.3 | İstinad divarı və daş hasar ("F"-"G" nöktələr arası daş hasar) | 0 | [8 empty] | 0 | 49.53% | 830.8502 | 0
1 | Bünövrə altı əsasların qurulması:qırmadaşlı | m(3) | 8.7 | 36.616 | 318.5592 | 0% | 0 | 0% | 0 | 0% | 0 | 62.02% | 283.6 | 0
2 | Beton hazırlıq qatının düzəldilməsi. (b7.5) | m(3) | 3.625 | 99.24 | 359.745 | 0% | 0 | 0% | 0 | 0% | 0 | 50% | 315.2461 | 0
3 | Lentvari bünövrələrin qurulması:dəmir-beton, yuxarı tərəfinin eni 1000 mm-ə qədər olduqda ( b25) | m(3) | 11.6 | 171.46 | 1988.936 | 0% | 0 | 0% | 0 | 0% | 0 | 0% | 0 | 0
4 | A-1 sinifli armatur | ton | 0.254 | 1325.1 | 336.5754 | 0% | 0 | 0% | 0 | 0% | 0
5 | A-3 sinifli armatur | ton | 0.435 | 1200.1 | 522.0435 | 0% | 0 | 0% | 0 | 0% | 0
6 | 390x190x188 mm ölçülərində mişarlanmış əhəng daşından bina və qurğuların bütöv divarlarının hörgüsü: 39 sm qalınlığında (kəsiklər) | m(2) | 8.2 | 73.336 | 601.3552 | 0% | 0 | 0% | 0 | 0% | 0
7 | 390x190x188 mm ölçülərində mişarlanmış əhəng daşından bina və qurğuların bütöv divarlarının hörgüsü: 59 sm qalınlığında (kəsiklər) | m(2) | 13.4 | 76.396 | 1023.7064 | 0% | 0 | 0% | 0 | 0% | 0
8 | Beton və daş səthlərin sement-əhəng və ya sement məhlulu ilə suvanması: divarların, sadə (torpaqla təmasda olan daş hissənin suvanması) | m(2) | 51.6 | 10.8202 | 558.3223 | 0% | 0 | 0% | 0 | 0% | 0 | 100% | 5766733.6403 | 0
9 | Yandan hidroizolyasiya: kərpic, beton və but hörgüsünün düzləndirilmiş səthi üzrə yaxmalı bitumlu 2 qat | m(2) | 77.7 | 3.67 | 285.159 | 0% | 0 | 0% | 0 | 0% | 0 | 100% | 5766733.6403 | 0
10 | Taxta qəlibdə dəmir-beton sütunların qurulması, hündürlüyü: 4 m-ə qədər, perimetri 2 m-ə qədər (b25, dirək) | m(3) | 9.34 | 281.112 | 2625.5861 | 0% | 0 | 0% | 0 | 0% | 0 | 100% | 5766733.6403 | 0
11 | A-1 sinifli armatur | ton | 0.212 | 1325.1 | 280.9212 | 0% | 0 | 0% | 0 | 0% | 0 | 0% | 0 | 0
12 | A-3 sinifli armatur | ton | 0.246 | 1200.1 | 295.2246 | 0% | 0 | 0% | 0 | 0% | 0 | 0% | 1038012.0552 | 0
13 | Kəmərlərin qurulması: qəlibdə (b25) | m(3) | 3.13 | 249.388 | 780.5844 | 0% | 0 | 0% | 0 | 0% | 0
14 | A-1 sinifli armatur | ton | 0.153 | 1325.1 | 202.7403 | 0% | 0 | 0% | 0 | 0% | 0
15 | A-3 sinifli armatur | ton | 0.173 | 1200.1 | 207.6173 | 0% | 0 | 0% | 0 | 0% | 0
16 | 390x190x188 mm ölçülərində mişarlanmış əhəng daşından bina və qurğuların bütöv divarlarının hörgüsü: 39 sm qalınlığında | m(2) | 64.1 | 52.936 | 3393.1976 | 0% | 0 | 0% | 0 | 0% | 0
17 | Sement-əhəng məhlulu ilə daş üzrə yaxşılaşdırılmış suvama: divarları (Hasarın) | m(2) | 104.5 | 10.3204 | 1078.4818 | 0% | 0 | 0% | 0 | 0% | 0
18 | Səthləri hazırlamaqla fasadların tərkiblərlə taxtabəndlərdən rənglənməsi: polivinilasetatlı (hasarın) | m(2) | 171 | 2.2216 | 379.8936 | 0% | 0 | 0% | 0 | 0% | 0
25.4 | İstinad divarı və daş hasar ("G"-"A" nöktələr arası daş hasar) | 0 | [8 empty] | 0
1 | Bünövrə altı əsasların qurulması:qırmadaşlı | m(3) | 4.2 | 36.616 | 153.7872 | 0% | 0 | 0% | 0 | 0% | 0 | 100% | 5766733.6403 | 0
2 | Beton hazırlıq qatının düzəldilməsi. (b7.5) | m(3) | 2.1 | 99.24 | 208.404 | 0% | 0 | 0% | 0 | 0% | 0 | 100% | 5766733.6403 | 0
3 | Lentvari bünövrələrin qurulması:dəmir-beton, yuxarı tərəfinin eni 1000 mm-ə qədər olduqda ( b25) | m(3) | 6.3 | 171.46 | 1080.198 | 0% | 0 | 0% | 0 | 0% | 0 | 100% | 5766733.6403 | 0
4 | A-1 sinifli armatur | ton | 0.101 | 1325.1 | 133.8351 | 0% | 0 | 0% | 0 | 0% | 0 | 0% | 0 | 0
5 | A-3 sinifli armatur | ton | 0.21 | 1200.1 | 252.021 | 0% | 0 | 0% | 0 | 0% | 0 | 0% | 1038012.0552 | 0
6 | 390x190x188 mm ölçülərində mişarlanmış əhəng daşından bina və qurğuların bütöv divarlarının hörgüsü: 39 sm qalınlığında | m(2) | 10.2 | 52.936 | 539.9472 | 0% | 0 | 0% | 0 | 0% | 0
7 | Beton və daş səthlərin sement-əhəng və ya sement məhlulu ilə suvanması: divarların, sadə (torpaqla təmasda olan daş hissənin suvanması) | m(2) | 20.4 | 10.8202 | 220.7321 | 0% | 0 | 0% | 0 | 0% | 0
8 | Yandan hidroizolyasiya: kərpic, beton və but hörgüsünün düzləndirilmiş səthi üzrə yaxmalı bitumlu 2 qat | m(2) | 41.4 | 3.67 | 151.938 | 0% | 0 | 0% | 0 | 0% | 0
9 | Taxta qəlibdə dəmir-beton sütunların qurulması, hündürlüyü: 4 m-ə qədər, perimetri 2 m-ə qədər (b25, dirək) | m(3) | 3.6 | 281.112 | 1012.0032 | 0% | 0 | 0% | 0 | 0% | 0
10 | A-1 sinifli armatur | ton | 0.325 | 1325.1 | 430.6575 | 0% | 0 | 0% | 0 | 0% | 0
11 | A-3 sinifli armatur | ton | 0.343 | 1200.1 | 411.6343 | 0% | 0 | 0% | 0 | 0% | 0 | 100% | 5766733.6403 | 0
12 | Kəmərlərin qurulması: qəlibdə (b25) | m(3) | 1.75 | 249.388 | 436.429 | 0% | 0 | 0% | 0 | 0% | 0 | 100% | 5766733.6403 | 0
13 | A-1 sinifli armatur | ton | 0.052 | 1325.1 | 68.9052 | 0% | 0 | 0% | 0 | 0% | 0 | 100% | 5766733.6403 | 0
14 | A-3 sinifli armatur | ton | 0.084 | 1200.1 | 100.8084 | 0% | 0 | 0% | 0 | 0% | 0 | 0% | 0 | 0
15 | 390x190x188 mm ölçülərində mişarlanmış əhəng daşından bina və qurğuların bütöv divarlarının hörgüsü: 39 sm qalınlığında | m(2) | 46.7 | 52.936 | 2472.1112 | 0% | 0 | 0% | 0 | 0% | 0 | 0% | 1038012.0552 | 0
16 | Sement-əhəng məhlulu ilə daş üzrə yaxşılaşdırılmış suvama: divarları (Hasarın) | m(2) | 93.4 | 10.3204 | 963.9254 | 0% | 0 | 0% | 0 | 0% | 0
17 | Səthləri hazırlamaqla fasadların tərkiblərlə taxtabəndlərdən rənglənməsi: polivinilasetatlı (hasarın) | m(2) | 136.3 | 2.2216 | 302.8041 | 0% | 0 | 0% | 0 | 0% | 0
25.5 | İstinad divarı və daş hasar (Müxtəlif işlər) | 0 | [8 empty] | 0
1 | Gedişin yoxlanması üçün avtomotik yol şlaqbaumun quraşdırılması, eni 8 m-ə qədər | dəst | 2 | 214.6264 | 429.2528 | 0% | 0 | 0% | 0 | 0% | 0
2 | Şlaqbaum - Açılış vaxtı 6, Qolun uzunluğu, 6 metr, Mühafizə sinfi IP44, Mühərrik növü, V 24/220, Ölçülər (UxGxH) 1080х360х380 мм, İşləmə temperaturu diapazonu -20…+50 | dəst | 2 | 1445.336 | 2890.672 | 0% | 0 | 0% | 0 | 0% | 0
26.1 | Söhbətgah (Torpaq işləri) | 0 | [8 empty] | 0
1 | Çalovun tutumu 0,5 (0,5-0,63)m3 olan “əks çalov”lu ekskavatorlarla qruntun xəndəklərdən kənara atılaraq qazılması, qruntun qrupu: 2 | m(3) | 67 | 0.9 | 60.3 | 0% | 0 | 0% | 0 | 0% | 0
2 | Dərinliyi 2 m-ə qədər olan yamaclı xəndəklərdə qruntun bərkitmələr olmadan əl ilə qazılması, qruntun qrupu: 2 | m(3) | 2 | 8.96 | 17.92 | 0% | 0 | 0% | 0 | 0% | 0
3 | Qruntu 5 m-ə qədər məsafəyə yerinin dəyişdirilməsi ilə çalaların və xəndəklərin buldozerlərlə doldurulması, buldozerin gücü: 59 (80) kVt (a.g.), 2-ci qrup qrunt | m(3) | 41 | 0.9 | 36.9 | 0% | 0 | 0% | 0 | 0% | 0
4 | Pnevmatik döyəcləyicilərlə qruntun sıxlaşdırılması, qruntun qrupu: 1, 2 | m(3) | 41 | 2 | 82 | 0% | 0 | 0% | 0 | 0% | 0
5 | Xəndəklərin, çalaların və çuxurların əl ilə doldurulması, qruntun qrupu: 2 | m(3) | 11 | 8.16 | 89.76 | 0% | 0 | 0% | 0 | 0% | 0
26.2 | Söhbətgah (Bünövrələr) | 0 | [8 empty] | 0
1 | Bünövrə altı əsasların qurulması:qırmadaşlı | m(3) | 1.31 | 11.0446 | 14.4684 | 0% | 0 | 0% | 0 | 0% | 0
2 | Asfaltbeton örtüklərin düzəldilməsi: tökmə, qalınlığı 25 mm | m(2) | 13.1 | 7.597 | 99.5207 | 0% | 0 | 0% | 0 | 0% | 0
3 | Asfaltbeton örtüklərin düzəldilməsi: (əlavə 35mm) | m(2) | 13.1 | 7.444 | 97.5164 | 0% | 0 | 0% | 0 | 0% | 0 | 100% | 5766733.6403 | 0
4 | Lentvari bünövrələrin qurulması: dəmir-beton, yuxarı tərəfinin eni 1000 mm-ə qədər olduqda (b15) | m(3) | 2.4 | 160.56 | 385.344 | 0% | 0 | 0% | 0 | 0% | 0 | 100% | 5766733.6403 | 0
5 | A-1 sinifli armatur | ton | 0.076 | 1325.1 | 100.7076 | 0% | 0 | 0% | 0 | 0% | 0 | 100% | 5766733.6403 | 0
6 | A-3 sinifli armatur | ton | 0.12 | 1200.1 | 144.012 | 0% | 0 | 0% | 0 | 0% | 0 | 0% | 0 | 0
7 | Qoyma detalların qurulması, çəkisi: 4 kq-a qədər | ton | 0.033 | 4108.0276 | 135.5649 | 0% | 0 | 0% | 0 | 0% | 0 | 0% | 1038012.0552 | 0
8 | Sütunların altı üçün ümumi təyinatlı beton bünövrələrin qurulması, həcmi: 3 m3-a qədər (b7.5, beton tumba) | m(3) | 0.32 | 143.8486 | 46.0316 | 0% | 0 | 0% | 0 | 0% | 0 | 0% | 0 | 0
9 | Qruntun sıxlaşdırılması: qırmadaş ilə | m(2) | 2.5 | 1.885 | 4.7125 | 0% | 0 | 0% | 0 | 0% | 0 | 0% | 0 | 0
10 | Asfaltbeton örtüklərin düzəldilməsi: tökmə, qalınlığı 25 mm | m(2) | 25 | 7.597 | 189.925 | 0% | 0 | 0% | 0 | 0% | 0 | 0% | 0 | 0
11 | Asfaltbeton örtüklərin düzəldilməsi: (əlavə 35mm) | m(2) | 25 | 7.444 | 186.1 | 0% | 0 | 0% | 0 | 0% | 0 | 0% | 0 | 0
12 | Dəmir-beton bünövrə tavalarının qurulması: yastı (b15, monolit döşəmə) | m(3) | 3 | 111.1066 | 333.3198 | 0% | 0 | 0% | 0 | 0% | 0 | 0% | 0 | 0
13 | A-3 sinifli armatur | ton | 0.117 | 1200.1 | 140.4117 | 0% | 0 | 0% | 0 | 0% | 0 | 0% | 0 | 0
26.3 | Söhbətgah (Karkas) | 0 | [8 empty] | 0 | 0% | 0 | 0
1 | Müxtəlif təyinatlı çoxmərtəbəli binaların sütunlarının quraşdırılması, binaların hündürlüyü: 25 m-ə qədər | ton | 0.387 | 2738.8714 | 1059.9432 | 0% | 0 | 0% | 0 | 0% | 0 | 0% | 0 | 0
2 | Fermaların addımı 12 m-ə qədər olduqda, baş tirlərin quraşdırılması, binanın hündürlüyü: 25 m-ə qədər (Metal tirlərin quraşdırılması) | ton | 0.158 | 2816.626 | 445.0269 | 0% | 0 | 0% | 0 | 0% | 0 | 0% | 0 | 0
3 | Tutacaqsız metal məhəccərlərin qurulması | m | 10.8 | 40.9 | 441.72 | 0% | 0 | 0% | 0 | 0% | 0 | 0% | 0 | 0
4 | Pilləkən boşluqlarının məhəccəri, pilləkən marşları, yanğın pilləkənləri | ton | 0.171 | 2593.9274 | 443.5616 | 0% | 0 | 0% | 0 | 0% | 0 | 0% | 0 | 0
5 | Metal səthlərin yağlı boya ilə rənglənməsi: qəfəslərin, layların, diametri 50 mm və ondan az olan boruların, rənglənmənin sayı 2 dəfə | m(2) | 18 | 9.4636 | 170.3448 | 0% | 0 | 0% | 0 | 0% | 0 | 0% | 0 | 0
6 | Quraşdırma: zolaqlşəkilli və nazikvərəqli poladdan nov, qəfəslər, cəftələr (Metal otracaq altının quraşdırılması) | ton | 0.087 | 3178.6444 | 276.5421 | 0% | 0 | 0% | 0 | 0% | 0 | 0% | 0 | 0
7 | Metal səthlərin bir dəfə astarlanması | m(2) | 18 | 1.5382 | 27.6876 | 0% | 0 | 0% | 0 | 0% | 0 | 0% | 0 | 0
8 | Astarlanmış metal səthlərin rənglənməsi | m(2) | 18 | 0.953 | 17.154 | 0% | 0 | 0% | 0 | 0% | 0 | 0% | 0 | 0
26.4 | Söhbətgah (Örtük) | 0 | [8 empty] | 0 | 0% | 0 | 0
1 | Çatıların qoyulması | m(3) | 0.928 | 793.1398 | 736.0337 | 0% | 0 | 0% | 0 | 0% | 0 | 75.76% | 50000.0061 | 0
2 | Hazır dayaq tirlər üzrə metal keramitdən dam örtüklərinin düzəldilməsi: sadə dam örtüyü | m(2) | 26.3 | 18.4702 | 485.7663 | 0% | 0 | 0% | 0 | 0% | 0 | 0% | 0 | 0
3 | Pastalarla antiseptikləşdirmə: baş tirlərin, tirlərin, astar qatının örtüklərinin | m(2) | 26.3 | 1.7218 | 45.2833 | 0% | 0 | 0% | 0 | 0% | 0 | 0% | 0 | 0
4 | Dam örtüyü üçün yəhər (Metal bel kəməri) | pagon metr | 22 | 3.1682 | 69.7004 | 0% | 0 | 0% | 0 | 0% | 0
5 | Novların düzəldilməsi: asma | m | 16 | 7.2808 | 116.4928 | 0% | 0 | 0% | 0 | 0% | 0
6 | Novalça (dam örtüyü aksesuarı) | pagon metr | 16 | 2.4848 | 39.7568 | 0% | 0 | 0% | 0 | 0% | 0
7 | Metal su axıdıcı sistemin qurulması: düz boru bağlantıları | m | 14 | 11.4118 | 159.7652 | 0% | 0 | 0% | 0 | 0% | 0
8 | Metal su axıdıcı sistemin qurulması: qıflar | ədəd | 2 | 5.6488 | 11.2976 | 0% | 0 | 0% | 0 | 0% | 0
9 | Anker boltlarının qoyulması: hazır yuvacıqlara qoyulmaqla və bərkidilməklə, uzunluğu 1 m-ə qədər | ton | 0.024 | 5545.6258 | 133.095 | 0% | 0 | 0% | 0 | 0% | 0
10 | Qoyma detalların qurulması, çəkisi: 4 kq-a qədər | ton | 0.031 | 4108.0276 | 127.3489 | 0% | 0 | 0% | 0 | 0% | 0
11 | Tavanların qurulması: məsaməli plitələrdən, sinklənmiş profildən karkas üzrə (Lambrin asma tavanın quraşdırılması) | m(2) | 14.75 | 26.5588 | 391.7423 | 0% | 0 | 0% | 0 | 0% | 0
26.5 | Söhbətgah (Oturacaqlar) | 0 | [8 empty] | 0
1 | Karkas elementlərinin qoyulması: tirlərdən | m(3) | 0.238 | 656.266 | 156.1913 | 0% | 0 | 0% | 0 | 0% | 0
2 | Rənglənən və astarlanan döşəmələrin lakla örtülməsi: 2 dəfə | m(2) | 18 | 2.2114 | 39.8052 | 0% | 0 | 0% | 0 | 0% | 0
26.6 | Söhbətgah (Döşəmələr) | 0 | [8 empty] | 0 | 100% | 5766733.6403 | 0
1 | Birləşdirici qatın düzəldilməsi: sement, qalınlığı 20 mm | m(2) | 17.66 | 5.4733 | 96.6577 | 0% | 0 | 0% | 0 | 0% | 0 | 100% | 5766733.6403 | 0
2 | Birləşdirici qatın düzəldilməsi: (əlavə 10mm) | m(2) | 17.66 | 1.477 | 26.0838 | 0% | 0 | 0% | 0 | 0% | 0 | 100% | 5766733.6403 | 0
3 | Səki plitələrdən örtüklərin qurulması, 1m²-ə qoyulan plitələrin sayı: 55 ədəd | m(2) | 17.66 | 210.526 | 3717.8892 | 0% | 0 | 0% | 0 | 0% | 0 | 0% | 0 | 0
27.1 | Xarici işıqlanma) | 0 | [8 empty] | 0 | 0% | 1038012.0552 | 0
1 | Faxverkin quraşdırılması (Xarici işıqlanma üçün bir lampalı park dirəyi H=6m (P=72 kq) (8 ədəd)) | ton | 0.576 | 3110.5492 | 1791.6763 | 0% | 0 | 0% | 0 | 0% | 0
2 | Bünövrə-dirəklərin qurulması: beton | m(3) | 0.8 | 178.7734 | 143.0187 | 0% | 0 | 0% | 0 | 0% | 0
3 | Anker boltlarının qoyulması: hazır yuvacıqlara qoyulmaqla və bərkidilməklə, uzunluğu 1 m-ə qədər | ton | 0.037 | 5545.6258 | 205.1882 | 0% | 0 | 0% | 0 | 0% | 0
4 | Çıraq LED, (Xarici işıqlanma üçün LED çıraq ) | ədəd | 8 | 54.9536 | 439.6288 | 0% | 0 | 0% | 0 | 0% | 0
5 | Binadan kənarda quraşdırılan lampalarla çıraq: civəli | ədəd | 8 | 34.627 | 277.016 | 0% | 0 | 0% | 0 | 0% | 0
6 | Lampa Led, Silindr tipli, (LED lampa 110Vt, 5000K) | ədəd | 8 | 5.8202 | 46.5616 | 0% | 0 | 0% | 0 | 0% | 0
7 | Qoruyucu 220V 4A (Qoruyucu 220V , 6A) | ədəd | 8 | 5.3612 | 42.8896 | 0% | 0 | 0% | 0 | 0% | 0
8 | Birləşdirici sıxaclar | ədəd | 24 | 1.118 | 26.832 | 0% | 0 | 0% | 0 | 0% | 0 | 100% | 5766733.6403 | 0
9 | Quraşdırma kabelləri 3x2,5 | m | 80 | 1.8116 | 144.928 | 0% | 0 | 0% | 0 | 0% | 0 | 100% | 5766733.6403 | 0
10 | Ümumi hörmədə birdamarlı və ya çoxdamarlı birinci naqil, ümumi en kəsiyi, mm², qədər: 2,5 | m | 80 | 1.0958 | 87.664 | 0% | 0 | 0% | 0 | 0% | 0 | 100% | 5766733.6403 | 0
11 | Yüksək elastikliyə, geniş diapazonlu təzyiqə malik, standartlara cavab verən polietilen su və qaz borusu: diametri 110 mm, divarının qalınlığı 3,4 mm, , (PVC boru D100mm) | m | 270 | 4.5554 | 1229.958 | 0% | 0 | 0% | 0 | 0% | 0 | 0% | 0 | 0
12 | Bir kabelin qorunması üçün büzmələnmiş PVX borularının torpağın altından çəkilməsi, diametri: 110 mm | m | 270 | 1.1162 | 301.374 | 0% | 0 | 0% | 0 | 0% | 0 | 0% | 1038012.0552 | 0
13 | 0,6/1,0 kV-luq güc kabeli 5x4 | m | 170 | 4.55 | 773.5 | 0% | 0 | 0% | 0 | 0% | 0
14 | 0,6/1,0 kV-luq güc kabeli 4x4 | m | 35 | 3.7 | 129.5 | 0% | 0 | 0% | 0 | 0% | 0
15 | 0,6/1,0 kV-luq güc kabeli 3x4 | m | 65 | 3.1 | 201.5 | 0% | 0 | 0% | 0 | 0% | 0
16 | Çəkilmiş boru, blok və qutularda 35 kV-a qədər kabel, 1 m kabelin kütləsi, kq, qədər:1 | m | 270 | 1.4528 | 392.256 | 0% | 0 | 0% | 0 | 0% | 0
17 | Çalovunun tutumu 0,5 (0,5-0,63) m3 olan «əks çalovlu» və ya «draqlayn» tipli ekskavatorlarla qruntun kənara atılaraq qazılması, qruntun qrupu: 2 | m(3) | 87 | 0.851 | 74.037 | 0% | 0 | 0% | 0 | 0% | 0
18 | Eni 2 m-ə qədər, dərinliyi 2 m-ə qədər olan xəndəklərdə qruntun bərkitmələr tətbiq etməklə əl ilə qazılması, qruntun qrupu: 2 | m(3) | 7 | 2.3032 | 16.1224 | 0% | 0 | 0% | 0 | 0% | 0 | 100% | 5766733.6403 | 0
19 | Qruntun 10 m-ə qədər məsafəyə daşınmaqla buldozerlərlə qazılması, buldozerin gücü: 59 (80) kVt (a.g.), 2-ci qrup qrunt | m(3) | 71 | 0.9 | 63.9 | 0% | 0 | 0% | 0 | 0% | 0 | 100% | 5766733.6403 | 0
20 | Xəndəklərin, çalaların və çuxurların əl ilə doldurulması, qruntun qrupu: 2 | m(3) | 23 | 8.16 | 187.68 | 2.174% | 4.08 | 0% | 0 | 2.174% | 4.08 | 100% | 5766733.6403 | 4.08
21 | Pnevmatik döyəcləyicilərlə qruntun sıxlaşdırılması, qruntun qrupu: 1, 2 | FF | 71 | 2 | 142 | 0.7042% | 1 | 0% | 0 | 0.7042% | 1 | 0% | 0 | 1
28 | Müvəqqəti bina və qurğular 1,8% (mütləq nəzərə alınmalıdır) | 0 |  |  | 55988.4817 | 100% | 55989.1061 | 0% | 0 | 100% | 55989.1061 | 0% | 1038012.0552 | 55989.1061
29 | Nəzərdə tutulmayan xərclər 2% (mütləq nəzərə alınmalıdır) | 0 |  |  | 63329.1938 | 100% | 63329.9 | 0% | 0 | 100% | 63329.9
0 | Cəmi: | 0 |  |  | 3229788.8637 | 3.694% | 119324.066 | 0% | 0 | 3.694% | 119324.066
0 | ƏDV18%: | 0 |  |  | 581361.9955 | 3.694% | 21478.3319 | 0% | 0 | 3.694% | 21478.3319
0 | Yekun: | 0 |  |  | 3811150.8592 | 3.694% | 140802.3979 | 0% | 0 | 3.694% | 140802.3979
| Employer / Sifarişçi |  |  |  | Contractor / Podratçı
Note on D1134: AZ-BOQ: bill 6, drawing 5 each. bill 6 vs drawing 5 each
Note on D1135: AZ-BOQ: bill 6, drawing 5 each. bill 6 vs drawing 5 each
Note on B1185: Ilaha N. Amiraslanova: addendum 15 haz;rl;q qati 152 m2 az verilmelidir
Note on B1188: Ilaha N. Amiraslanova: bunu ish bitdikce tam vermek olar
Note on B1216: Ilaha N. Amiraslanova: addendum 15 beton 110 azn 385 m3 az verilmeli idi
Note on B1217: Ilaha N. Amiraslanova: addendum 15 beton 115 azn 552-460 = 92 m3 460 burda eksik verlib
Note on B1228: Ilaha N. Amiraslanova: basqa boru ile deyisdirilib bunu 0 lamaq lazim olacaq deyesen
Note on B1266: Ilaha N. Amiraslanova: addedndum 15 deki beton 552-460 yuxarida eksikdir 92 m3 burdan azaltmaq lazimdir
Note on B1596: Ilaha N. Amiraslanova: addedndum 15 deki beton 552-460 yuxarida eksikdir 92 m3 burdan azaltmaq lazimdir
Note on B1797: Ilaha N. Amiraslanova: addedndum 15 deki beton 552-460 yuxarida eksikdir 92 m3 burdan azaltmaq lazimdir
Note on B2001: Ilaha N. Amiraslanova: addedndum 15 deki beton 552-460 yuxarida eksikdir 92 m3 burdan azaltmaq lazimdir
Note on B2202: Ilaha N. Amiraslanova: addedndum 15 deki beton 552-460 yuxarida eksikdir 92 m3 burdan azaltmaq lazimdir

## Evidence
Line | Row | Status | Our quantity | Bill quantity | Unit | Method | Source | Reason
1.1.1 | 11 | matched | 7625.4 | 7625.4 | m³ | stated | demolition_volume | equals Demolition volume
1.1.2 | 12 | not_found |  | 2501 | t |  |  | no measured item and the quantity is not printed on any drawing of this building
1.1.3 | 13 | not_found |  | 2501 | t |  |  | no measured item and the quantity is not printed on any drawing of this building
1.1.4 | 14 | not_found |  | 1389.4 | m³ |  |  | no measured item and the quantity is not printed on any drawing of this building
2.1.1 | 16 | not_found |  | 4453 | m³ |  |  | no measured item and the quantity is not printed on any drawing of this building
2.1.2 | 17 | not_found |  | 7792.75 | t |  |  | no measured item and the quantity is not printed on any drawing of this building
2.1.3 | 18 | not_found |  | 3657 | m³ |  |  | no measured item and the quantity is not printed on any drawing of this building
2.1.4 | 19 | review |  | 110 | m³ |  |  | only weak candidates: the number appears on a drawing of this building without a unit or with too few digits
2.1.5 | 20 | not_found |  | 3579 | m³ |  |  | no measured item and the quantity is not printed on any drawing of this building
2.1.6 | 21 | not_found |  | 188 | m³ |  |  | no measured item and the quantity is not printed on any drawing of this building
2.1.7 | 22 | not_found |  | 3579 | m³ |  |  | no measured item and the quantity is not printed on any drawing of this building
2.2.1 | 24 | not_found |  | 544 | m³ |  |  | no measured item and the quantity is not printed on any drawing of this building
2.2.2 | 25 | not_found |  | 67.66 | m³ |  |  | no measured item and the quantity is not printed on any drawing of this building
2.2.3 | 26 | not_found |  | 279.74 | m³ |  |  | no measured item and the quantity is not printed on any drawing of this building
2.2.4 | 27 | not_found |  | 4.783 | t |  |  | no measured item and the quantity is not printed on any drawing of this building
2.2.5 | 28 | not_found |  | 14.262 | t |  |  | no measured item and the quantity is not printed on any drawing of this building
2.2.6 | 29 | not_found |  | 2.982 | t |  |  | no measured item and the quantity is not printed on any drawing of this building
2.2.7 | 30 | not_found |  | 0.142 | t |  |  | no measured item and the quantity is not printed on any drawing of this building
2.2.8 | 31 | not_found |  | 2.84 | t |  |  | no measured item and the quantity is not printed on any drawing of this building
2.2.9 | 32 | not_found |  | 133.52 | m³ |  |  | no measured item and the quantity is not printed on any drawing of this building
2.2.10 | 33 | not_found |  | 8.47 | m³ |  |  | no measured item and the quantity is not printed on any drawing of this building
2.2.11 | 34 | not_found |  | 0.201 | t |  |  | no measured item and the quantity is not printed on any drawing of this building
2.2.12 | 35 | not_found |  | 8.044 | t |  |  | no measured item and the quantity is not printed on any drawing of this building
2.2.13 | 36 | review |  | 110 | m² |  |  | only weak candidates: the number appears on a drawing of this building without a unit or with too few digits
2.2.14 | 37 | not_found |  | 1557 | m² |  |  | no measured item and the quantity is not printed on any drawing of this building
2.2.15 | 38 | not_found |  | 102.5 | m³ |  |  | no measured item and the quantity is not printed on any drawing of this building
2.2.16 | 39 | not_found |  | 102.5 | m³ |  |  | no measured item and the quantity is not printed on any drawing of this building
2.2.17 | 40 | not_found |  | 1.39 | m³ |  |  | no measured item and the quantity is not printed on any drawing of this building
2.2.18 | 41 | not_found |  | 8.54 | m³ |  |  | no measured item and the quantity is not printed on any drawing of this building
2.2.19 | 42 | not_found |  | 0.013 | t |  |  | no measured item and the quantity is not printed on any drawing of this building
2.2.20 | 43 | not_found |  | 0.613 | t |  |  | no measured item and the quantity is not printed on any drawing of this building
2.2.21 | 44 | not_found |  | 0.249 | t |  |  | no measured item and the quantity is not printed on any drawing of this building
2.3.1 | 46 | review |  | 137.28 | m³ |  |  | only weak candidates: the number appears on a drawing of this building without a unit or with too few digits
2.3.2 | 47 | not_found |  | 4.019 | t |  |  | no measured item and the quantity is not printed on any drawing of this building
2.3.3 | 48 | not_found |  | 13.645 | t |  |  | no measured item and the quantity is not printed on any drawing of this building
2.3.4 | 49 | not_found |  | 146.87 | m³ |  |  | no measured item and the quantity is not printed on any drawing of this building
2.3.5 | 50 | not_found |  | 10.251 | t |  |  | no measured item and the quantity is not printed on any drawing of this building
2.3.6 | 51 | not_found |  | 30.648 | t |  |  | no measured item and the quantity is not printed on any drawing of this building
2.3.7 | 52 | not_found |  | 20.55 | m³ |  |  | no measured item and the quantity is not printed on any drawing of this building
2.3.8 | 53 | not_found |  | 0.812 | t |  |  | no measured item and the quantity is not printed on any drawing of this building
2.3.9 | 54 | not_found |  | 2.118 | t |  |  | no measured item and the quantity is not printed on any drawing of this building
2.3.10 | 55 | not_found |  | 676.97 | m³ |  |  | no measured item and the quantity is not printed on any drawing of this building
2.3.11 | 56 | not_found |  | 4.675 | t |  |  | no measured item and the quantity is not printed on any drawing of this building
2.3.12 | 57 | not_found |  | 69.402 | t |  |  | no measured item and the quantity is not printed on any drawing of this building
2.3.13 | 58 | not_found |  | 7.88 | m³ |  |  | no measured item and the quantity is not printed on any drawing of this building
2.3.14 | 59 | not_found |  | 0.183 | t |  |  | no measured item and the quantity is not printed on any drawing of this building
2.3.15 | 60 | not_found |  | 1.611 | t |  |  | no measured item and the quantity is not printed on any drawing of this building
2.3.16 | 61 | review |  | 22 | m |  |  | only weak candidates: the number appears on a drawing of this building without a unit or with too few digits
2.3.17 | 62 | not_found |  | 0.182 | t |  |  | no measured item and the quantity is not printed on any drawing of this building
2.3.18 | 63 | not_found |  | 1.3 | m³ |  |  | no measured item and the quantity is not printed on any drawing of this building
2.3.19 | 64 | not_found |  | 0.003 | t |  |  | no measured item and the quantity is not printed on any drawing of this building
2.3.20 | 65 | not_found |  | 0.255 | t |  |  | no measured item and the quantity is not printed on any drawing of this building
2.3.21 | 66 | not_found |  | 9.75 | m³ |  |  | no measured item and the quantity is not printed on any drawing of this building
2.3.22 | 67 | not_found |  | 0.306 | t |  |  | no measured item and the quantity is not printed on any drawing of this building
2.3.23 | 68 | not_found |  | 0.669 | t |  |  | no measured item and the quantity is not printed on any drawing of this building
2.3.24 | 69 | not_found |  | 21.93 | m³ |  |  | no measured item and the quantity is not printed on any drawing of this building
2.3.25 | 70 | not_found |  | 0.798 | t |  |  | no measured item and the quantity is not printed on any drawing of this building
2.3.26 | 71 | not_found |  | 0.744 | t |  |  | no measured item and the quantity is not printed on any drawing of this building
2.4.1 | 73 | blocked |  | 628.3 | m² | derived | basement_wall_area | Basement limestone wall area is blocked: missing external_wall_length_m
2.4.2 | 74 | not_found |  | 223 | m² |  |  | no measured item and the quantity is not printed on any drawing of this building
2.4.3 | 75 | not_found |  | 551 | m² |  |  | no measured item and the quantity is not printed on any drawing of this building
2.4.4 | 76 | not_found |  | 240.34 | m³ |  |  | no measured item and the quantity is not printed on any drawing of this building
2.4.5 | 77 | not_found |  | 0.282 | t |  |  | no measured item and the quantity is not printed on any drawing of this building
2.4.6 | 78 | not_found |  | 196.8 | m² |  |  | no measured item and the quantity is not printed on any drawing of this building
2.4.7 | 79 | not_found |  | 0.324 | t |  |  | no measured item and the quantity is not printed on any drawing of this building
2.5.1 | 81 | not_found |  | 1414.2 | m² |  |  | no measured item and the quantity is not printed on any drawing of this building
2.5.2 | 82 | not_found |  | 1414.2 | m² |  |  | no measured item and the quantity is not printed on any drawing of this building
2.5.3 | 83 | not_found |  | 1414.2 | m² |  |  | no measured item and the quantity is not printed on any drawing of this building
2.5.4 | 84 | not_found |  | 106.1 | m³ |  |  | no measured item and the quantity is not printed on any drawing of this building
2.5.5 | 85 | not_found |  | 1414.2 | m² |  |  | no measured item and the quantity is not printed on any drawing of this building
2.5.6 | 86 | not_found |  | 1414.2 | m² |  |  | no measured item and the quantity is not printed on any drawing of this building
2.5.7 | 87 | not_found |  | 1414.2 | m² |  |  | no measured item and the quantity is not printed on any drawing of this building
2.5.8 | 88 | not_found |  | 1414.2 | m² |  |  | no measured item and the quantity is not printed on any drawing of this building
2.5.9 | 89 | not_found |  | 50.4 | m³ |  |  | no measured item and the quantity is not printed on any drawing of this building
2.5.10 | 90 | printed | 1660 | 1660 | m² | stated | Hadrut DEPO/9335/9335 MH.pdf | 1660 m² is printed on 9335 MH.pdf sheet 9335- 01- MH, written with its unit m²
2.5.11 | 91 | not_found |  | 1992 | m² |  |  | no measured item and the quantity is not printed on any drawing of this building
2.5.12 | 92 | printed | 230.5 | 230.5 | m² | stated | Hadrut DEPO/9335/9335 MH.pdf | 230.5 m² is printed on 9335 MH.pdf sheet 9335- 01- MH, written with its unit m²
2.5.13 | 93 | printed | 154.2 | 154.2 | m | stated | Hadrut DEPO/9335/9335 MH.pdf | 154.2 m is printed on 9335 MH.pdf sheet 9335- 01- MH, written with its unit m
2.5.14 | 94 | printed | 190.5 | 190.5 | m | stated | Hadrut DEPO/9335/9335 MH.pdf | 190.5 m is printed on 9335 MH.pdf sheet 9335- 01- MH, written with its unit m
2.5.15 | 95 | printed | 190.5 | 190.5 | m | stated | Hadrut DEPO/9335/9335 MH.pdf | 190.5 m is printed on 9335 MH.pdf sheet 9335- 01- MH, written with its unit m
2.5.16 | 96 | not_found |  | 1.62 | m² |  |  | no measured item and the quantity is not printed on any drawing of this building
2.5.17 | 97 | not_found |  | 0.463 | t |  |  | no measured item and the quantity is not printed on any drawing of this building
2.5.18 | 98 | printed | 145.7 | 145.7 | m | stated | Hadrut DEPO/9335/9335 MH.pdf | 145.7 m is printed on 9335 MH.pdf sheet 9335- 01- MH, next to the words mehecc
2.5.19 | 99 | review |  | 9 | each |  |  | only weak candidates: the number appears on a drawing of this building without a unit or with too few digits
2.5.20 | 100 | review |  | 8 | m² |  |  | only weak candidates: the number appears on a drawing of this building without a unit or with too few digits
2.6.1 | 102 | review |  | 23.1 | m² |  |  | only weak candidates: the number appears on a drawing of this building without a unit or with too few digits
2.6.2 | 103 | not_found |  | 41.79 | m² |  |  | no measured item and the quantity is not printed on any drawing of this building
2.6.3 | 104 | not_found |  | 71.19 | m² |  |  | no measured item and the quantity is not printed on any drawing of this building
2.6.4 | 105 | not_found |  | 15.54 | m² |  |  | no measured item and the quantity is not printed on any drawing of this building
2.6.5 | 106 | not_found |  | 72 | m² |  |  | no measured item and the quantity is not printed on any drawing of this building
2.6.6 | 107 | not_found |  | 2.27 | t |  |  | no measured item and the quantity is not printed on any drawing of this building
2.6.7 | 108 | not_found |  | 252 | m² |  |  | no measured item and the quantity is not printed on any drawing of this building
2.6.8 | 109 | not_found |  | 2.88 | m² |  |  | no measured item and the quantity is not printed on any drawing of this building
2.6.9 | 110 | not_found |  | 0.429 | t |  |  | no measured item and the quantity is not printed on any drawing of this building
2.6.10 | 111 | review |  | 39 | m² |  |  | only weak candidates: the number appears on a drawing of this building without a unit or with too few digits
2.6.11 | 112 | not_found |  | 37.52 | m² |  |  | no measured item and the quantity is not printed on any drawing of this building
2.6.12 | 113 | not_found |  | 46 | each |  |  | no measured item and the quantity is not printed on any drawing of this building
2.6.13 | 114 | not_found |  | 0.209 | m³ |  |  | no measured item and the quantity is not printed on any drawing of this building
2.6.14 | 115 | not_found |  | 0.009 | t |  |  | no measured item and the quantity is not printed on any drawing of this building
2.6.15 | 116 | not_found |  | 0.048 | t |  |  | no measured item and the quantity is not printed on any drawing of this building
2.7.1 | 118 | printed | 1344 | 1344 | m² | stated | Hadrut DEPO/9335/9335 MH.pdf | 1344 m² is printed on 9335 MH.pdf sheet 9335- 01- MH, next to the words beton
2.7.2 | 119 | derived | 1344 | 1344 | m² | derived |  | repeats line 2.7.1 (1344 m²)
2.7.3 | 120 | not_found |  | 1.533 | m³ |  |  | no measured item and the quantity is not printed on any drawing of this building
2.7.4 | 121 | not_found |  | 0.059 | t |  |  | no measured item and the quantity is not printed on any drawing of this building
2.7.5 | 122 | not_found |  | 0.059 | t |  |  | no measured item and the quantity is not printed on any drawing of this building
2.7.6 | 123 | printed | 43.8 | 43.8 | m² | stated | Hadrut DEPO/9335/9335 MH.pdf | 43.8 m² is printed on 9335 MH.pdf sheet 9335- 01- MH, next to the words sement
2.7.7 | 124 | printed | 43.8 | 43.8 | m² | stated | Hadrut DEPO/9335/9335 MH.pdf | 43.8 m² is printed on 9335 MH.pdf sheet 9335- 01- MH, next to the words sement
2.7.8 | 125 | derived | 43.8 | 43.8 | m² | derived |  | same quantity as line 2.7.7 (43.8 m²)
2.7.9 | 126 | derived | 43.8 | 43.8 | m² | derived |  | same quantity as line 2.7.8 (43.8 m²)
2.7.10 | 127 | printed | 43.8 | 43.8 | m² | stated | Hadrut DEPO/9335/9335 MH.pdf | 43.8 m² is printed on 9335 MH.pdf sheet 9335- 01- MH, next to the words sement
2.7.11 | 128 | printed | 43.8 | 43.8 | m² | stated | Hadrut DEPO/9335/9335 MH.pdf | 43.8 m² is printed on 9335 MH.pdf sheet 9335- 01- MH, next to the words mehlul, sement
2.7.12 | 129 | review |  | 665.3 | m² |  |  | only weak candidates: the number appears on a drawing of this building without a unit or with too few digits
2.7.13 | 130 | review |  | 665.3 | m² |  |  | only weak candidates: the number appears on a drawing of this building without a unit or with too few digits
2.7.14 | 131 | not_found |  | 130 | m² |  |  | no measured item and the quantity is not printed on any drawing of this building
2.7.15 | 132 | not_found |  | 104 | m² |  |  | no measured item and the quantity is not printed on any drawing of this building
2.7.16 | 133 | not_found |  | 7.28 | m³ |  |  | no measured item and the quantity is not printed on any drawing of this building
2.7.17 | 134 | not_found |  | 130 | m² |  |  | no measured item and the quantity is not printed on any drawing of this building
2.7.18 | 135 | not_found |  | 130 | m² |  |  | no measured item and the quantity is not printed on any drawing of this building
2.7.19 | 136 | not_found |  | 130 | m² |  |  | no measured item and the quantity is not printed on any drawing of this building
2.7.20 | 137 | not_found |  | 26 | kg |  |  | no measured item and the quantity is not printed on any drawing of this building
2.7.21 | 138 | not_found |  | 130 | m² |  |  | no measured item and the quantity is not printed on any drawing of this building
2.7.22 | 139 | printed | 230.6 | 230.6 | m² | stated | Hadrut DEPO/9335/9335 MH.pdf | 230.6 m² is printed on 9335 MH.pdf sheet 9335- 01- MH, next to the words istili, izolya
2.7.23 | 140 | not_found |  | 184.5 | m² |  |  | no measured item and the quantity is not printed on any drawing of this building
2.7.24 | 141 | not_found |  | 12.915 | m³ |  |  | no measured item and the quantity is not printed on any drawing of this building
2.7.25 | 142 | derived | 230.6 | 230.6 | m² | derived |  | same quantity as line 2.7.22 (230.6 m²)
2.7.26 | 143 | derived | 230.6 | 230.6 | m² | derived |  | same quantity as line 2.7.25 (230.6 m²)
2.7.27 | 144 | not_found |  | 100 | each |  |  | no measured item and the quantity is not printed on any drawing of this building
2.7.28 | 145 | derived | 230.6 | 230.6 | m² | derived |  | same quantity as line 2.7.26 (230.6 m²)
2.7.29 | 146 | review |  | 104.6 | m² |  |  | only weak candidates: the number appears on a drawing of this building without a unit or with too few digits
2.7.30 | 147 | not_found |  | 7.322 | m³ |  |  | no measured item and the quantity is not printed on any drawing of this building
2.7.31 | 148 | not_found |  | 0.141 | t |  |  | no measured item and the quantity is not printed on any drawing of this building
2.7.32 | 149 | not_found |  | 0.141 | t |  |  | no measured item and the quantity is not printed on any drawing of this building
2.7.33 | 150 | review |  | 104.6 | m² |  |  | only weak candidates: the number appears on a drawing of this building without a unit or with too few digits
2.7.34 | 151 | review |  | 104.6 | m² |  |  | only weak candidates: the number appears on a drawing of this building without a unit or with too few digits
2.7.35 | 152 | review |  | 104.6 | m² |  |  | only weak candidates: the number appears on a drawing of this building without a unit or with too few digits
2.7.36 | 153 | review |  | 188.2 | m² |  |  | only weak candidates: the number appears on a drawing of this building without a unit or with too few digits
2.7.37 | 154 | not_found |  | 13.174 | m³ |  |  | no measured item and the quantity is not printed on any drawing of this building
2.7.38 | 155 | not_found |  | 0.254 | t |  |  | no measured item and the quantity is not printed on any drawing of this building
2.7.39 | 156 | not_found |  | 0.254 | t |  |  | no measured item and the quantity is not printed on any drawing of this building
2.7.40 | 157 | printed | 188.2 | 188.2 | m² | stated | Hadrut DEPO/9335/9335 MH.pdf | 188.2 m² is printed on 9335 MH.pdf sheet 9335- 01- MH, next to the words sement
2.7.41 | 158 | printed | 188.2 | 188.2 | m² | stated | Hadrut DEPO/9335/9335 MH.pdf | 188.2 m² is printed on 9335 MH.pdf sheet 9335- 01- MH, next to the words sement
2.7.42 | 159 | derived | 188.2 | 188.2 | m² | derived |  | same quantity as line 2.7.41 (188.2 m²)
2.7.43 | 160 | derived | 188.2 | 188.2 | m² | derived |  | same quantity as line 2.7.42 (188.2 m²)
2.7.44 | 161 | printed | 188.2 | 188.2 | m² | stated | Hadrut DEPO/9335/9335 MH.pdf | 188.2 m² is printed on 9335 MH.pdf sheet 9335- 01- MH, next to the words sement
2.7.45 | 162 | printed | 188.2 | 188.2 | m² | stated | Hadrut DEPO/9335/9335 MH.pdf | 188.2 m² is printed on 9335 MH.pdf sheet 9335- 01- MH, next to the words mehlul, sement
2.7.46 | 163 | review |  | 39 | m² |  |  | only weak candidates: the number appears on a drawing of this building without a unit or with too few digits
2.7.47 | 164 | review |  | 39 | m² |  |  | only weak candidates: the number appears on a drawing of this building without a unit or with too few digits
2.7.48 | 165 | review |  | 39 | m² |  |  | only weak candidates: the number appears on a drawing of this building without a unit or with too few digits
2.7.49 | 166 | review |  | 14 | m² |  |  | only weak candidates: the number appears on a drawing of this building without a unit or with too few digits
2.7.50 | 167 | not_found |  | 0.98 | m³ |  |  | no measured item and the quantity is not printed on any drawing of this building
2.7.51 | 168 | not_found |  | 0.019 | t |  |  | no measured item and the quantity is not printed on any drawing of this building
2.7.52 | 169 | not_found |  | 0.019 | t |  |  | no measured item and the quantity is not printed on any drawing of this building
2.7.53 | 170 | review |  | 14 | m² |  |  | only weak candidates: the number appears on a drawing of this building without a unit or with too few digits
2.7.54 | 171 | review |  | 14 | m² |  |  | only weak candidates: the number appears on a drawing of this building without a unit or with too few digits
2.7.55 | 172 | review |  | 14 | m² |  |  | only weak candidates: the number appears on a drawing of this building without a unit or with too few digits
2.7.56 | 173 | review |  | 538.4 | m² |  |  | only weak candidates: the number appears on a drawing of this building without a unit or with too few digits
2.7.57 | 174 | review |  | 538.4 | m² |  |  | only weak candidates: the number appears on a drawing of this building without a unit or with too few digits
2.7.58 | 175 | not_found |  | 21.54 | m³ |  |  | no measured item and the quantity is not printed on any drawing of this building
2.7.59 | 176 | printed | 538.4 | 538.4 | m² | stated | Hadrut DEPO/9335/9335 MH.pdf | 538.4 m² is printed on 9335 MH.pdf sheet 9335- 01- MH, next to the words beton
2.7.60 | 177 | printed | 538.4 | 538.4 | m² | stated | Hadrut DEPO/9335/9335 MH.pdf | 538.4 m² is printed on 9335 MH.pdf sheet 9335- 01- MH, next to the words beton
2.7.61 | 178 | derived | 538.4 | 538.4 | m² | derived |  | same quantity as line 2.7.60 (538.4 m²)
2.7.62 | 179 | not_found |  | 1.56 | m³ |  |  | no measured item and the quantity is not printed on any drawing of this building
2.7.63 | 180 | not_found |  | 0.053 | t |  |  | no measured item and the quantity is not printed on any drawing of this building
2.7.64 | 181 | not_found |  | 0.053 | t |  |  | no measured item and the quantity is not printed on any drawing of this building
2.7.65 | 182 | review |  | 39 | m² |  |  | only weak candidates: the number appears on a drawing of this building without a unit or with too few digits
2.7.66 | 183 | review |  | 39 | m² |  |  | only weak candidates: the number appears on a drawing of this building without a unit or with too few digits
2.7.67 | 184 | review |  | 39 | m² |  |  | only weak candidates: the number appears on a drawing of this building without a unit or with too few digits
2.7.68 | 185 | review |  | 39 | m² |  |  | only weak candidates: the number appears on a drawing of this building without a unit or with too few digits
2.7.69 | 186 | review |  | 39 | m² |  |  | only weak candidates: the number appears on a drawing of this building without a unit or with too few digits
2.7.70 | 187 | review |  | 39 | m² |  |  | only weak candidates: the number appears on a drawing of this building without a unit or with too few digits
2.7.71 | 188 | printed | 39 | 39 | m² | stated | Hadrut DEPO/9335/9335 MH.pdf | 39 m² is printed on 9335 MH.pdf sheet 9335- 01- MH, next to the words mehlul, sement
2.7.72 | 189 | not_found |  | 6.4 | m³ |  |  | no measured item and the quantity is not printed on any drawing of this building
2.7.73 | 190 | not_found |  | 0.216 | t |  |  | no measured item and the quantity is not printed on any drawing of this building
2.7.74 | 191 | not_found |  | 0.216 | t |  |  | no measured item and the quantity is not printed on any drawing of this building
2.7.75 | 192 | review |  | 160 | m² |  |  | only weak candidates: the number appears on a drawing of this building without a unit or with too few digits
2.7.76 | 193 | review |  | 160 | m² |  |  | only weak candidates: the number appears on a drawing of this building without a unit or with too few digits
2.7.77 | 194 | review |  | 160 | m² |  |  | only weak candidates: the number appears on a drawing of this building without a unit or with too few digits
2.7.78 | 195 | review |  | 35.4 | m² |  |  | only weak candidates: the number appears on a drawing of this building without a unit or with too few digits
2.7.79 | 196 | review |  | 35.4 | m² |  |  | only weak candidates: the number appears on a drawing of this building without a unit or with too few digits
2.7.80 | 197 | printed | 35.4 | 35.4 | m² | stated | Hadrut DEPO/9335/9335 MH.pdf | 35.4 m² is printed on 9335 MH.pdf sheet 9335- 01- MH, next to the words merteb
2.8.1 | 199 | not_found |  | 1333.6 | m² |  |  | no measured item and the quantity is not printed on any drawing of this building
2.8.2 | 200 | not_found |  | 1983.9 | m² |  |  | no measured item and the quantity is not printed on any drawing of this building
2.8.3 | 201 | not_found |  | 1983.9 | m² |  |  | no measured item and the quantity is not printed on any drawing of this building
2.8.4 | 202 | review |  | 96 | m² |  |  | only weak candidates: the number appears on a drawing of this building without a unit or with too few digits
2.8.5 | 203 | review |  | 96 | m² |  |  | only weak candidates: the number appears on a drawing of this building without a unit or with too few digits
2.8.6 | 204 | not_found |  | 86.6 | m² |  |  | no measured item and the quantity is not printed on any drawing of this building
2.8.7 | 205 | not_found |  | 3260 | m² |  |  | no measured item and the quantity is not printed on any drawing of this building
2.8.8 | 206 | not_found |  | 3260 | m² |  |  | no measured item and the quantity is not printed on any drawing of this building
2.8.9 | 207 | not_found |  | 3647 | m² |  |  | no measured item and the quantity is not printed on any drawing of this building
2.8.10 | 208 | not_found |  | 3647 | m² |  |  | no measured item and the quantity is not printed on any drawing of this building
2.8.11 | 209 | not_found |  | 474.2 | m² |  |  | no measured item and the quantity is not printed on any drawing of this building
2.8.12 | 210 | not_found |  | 474.2 | m² |  |  | no measured item and the quantity is not printed on any drawing of this building
2.9.1 | 212 | printed | 860 | 860 | m² | stated | Hadrut DEPO/9335/9335 MH.pdf | 860 m² is printed on 9335 MH.pdf sheet 9335- 01- MH, next to the words divarl
2.9.2 | 213 | printed | 860 | 860 | m² | stated | Hadrut DEPO/9335/9335 MH.pdf | 860 m² is printed on 9335 MH.pdf sheet 9335- 01- MH, next to the words fasad, istili, izolya
2.9.3 | 214 | not_found |  | 43 | m³ |  |  | no measured item and the quantity is not printed on any drawing of this building
2.9.4 | 215 | review |  | 120 | m² |  |  | only weak candidates: the number appears on a drawing of this building without a unit or with too few digits
2.9.5 | 216 | not_found |  | 1360 | m² |  |  | no measured item and the quantity is not printed on any drawing of this building
2.10.1 | 218 | not_found |  | 17.5 | m³ |  |  | no measured item and the quantity is not printed on any drawing of this building
2.10.2 | 219 | review |  | 4 | m³ |  |  | only weak candidates: the number appears on a drawing of this building without a unit or with too few digits
2.10.3 | 220 | not_found |  | 3.6 | m³ |  |  | no measured item and the quantity is not printed on any drawing of this building
2.10.4 | 221 | not_found |  | 12.1 | m³ |  |  | no measured item and the quantity is not printed on any drawing of this building
2.10.5 | 222 | review |  | 0.02 | t |  |  | only weak candidates: the number appears on a drawing of this building without a unit or with too few digits
2.10.6 | 223 | not_found |  | 1.116 | t |  |  | no measured item and the quantity is not printed on any drawing of this building
2.10.7 | 224 | not_found |  | 35.28 | m³ |  |  | no measured item and the quantity is not printed on any drawing of this building
2.10.8 | 225 | not_found |  | 0.047 | t |  |  | no measured item and the quantity is not printed on any drawing of this building
2.10.9 | 226 | not_found |  | 1.943 | t |  |  | no measured item and the quantity is not printed on any drawing of this building
2.10.10 | 227 | not_found |  | 3.6 | m³ |  |  | no measured item and the quantity is not printed on any drawing of this building
2.10.11 | 228 | review |  | 0.1 | t |  |  | only weak candidates: the number appears on a drawing of this building without a unit or with too few digits
2.10.12 | 229 | not_found |  | 0.213 | t |  |  | no measured item and the quantity is not printed on any drawing of this building
2.10.13 | 230 | not_found |  | 0.632 | t |  |  | no measured item and the quantity is not printed on any drawing of this building
2.10.14 | 231 | not_found |  | 1.4 | m³ |  |  | no measured item and the quantity is not printed on any drawing of this building
2.10.15 | 232 | not_found |  | 1.4 | m³ |  |  | no measured item and the quantity is not printed on any drawing of this building
2.10.16 | 233 | review |  | 0.7 | m³ |  |  | only weak candidates: the number appears on a drawing of this building without a unit or with too few digits
2.10.17 | 234 | not_found |  | 1.4 | m³ |  |  | no measured item and the quantity is not printed on any drawing of this building
2.10.18 | 235 | not_found |  | 0.124 | t |  |  | no measured item and the quantity is not printed on any drawing of this building
2.10.19 | 236 | review |  | 1.8 | m³ |  |  | only weak candidates: the number appears on a drawing of this building without a unit or with too few digits
2.11.1 | 238 | not_found |  | 1.5 | m³ |  |  | no measured item and the quantity is not printed on any drawing of this building
2.11.2 | 239 | not_found |  | 1.5 | m³ |  |  | no measured item and the quantity is not printed on any drawing of this building
2.11.3 | 240 | not_found |  | 3.16 | m³ |  |  | no measured item and the quantity is not printed on any drawing of this building
2.11.4 | 241 | review |  | 0.06 | t |  |  | only weak candidates: the number appears on a drawing of this building without a unit or with too few digits
2.11.5 | 242 | not_found |  | 0.142 | t |  |  | no measured item and the quantity is not printed on any drawing of this building
2.11.6 | 243 | review |  | 18.5 | m² |  |  | only weak candidates: the number appears on a drawing of this building without a unit or with too few digits
2.11.7 | 244 | review |  | 18.5 | m² |  |  | only weak candidates: the number appears on a drawing of this building without a unit or with too few digits
2.11.8 | 245 | printed | 13.2 | 13.2 | m | stated | Hadrut DEPO/9335/9335 MH.pdf | 13.2 m is printed on 9335 MH.pdf sheet 9335- 01- MH, next to the words metal
2.11.9 | 246 | not_found |  | 0.088 | t |  |  | no measured item and the quantity is not printed on any drawing of this building
2.12.1 | 248 | not_found |  | 3.1 | m³ |  |  | no measured item and the quantity is not printed on any drawing of this building
2.12.2 | 249 | not_found |  | 3.1 | m³ |  |  | no measured item and the quantity is not printed on any drawing of this building
2.12.3 | 250 | review |  | 3.78 | m³ |  |  | only weak candidates: the number appears on a drawing of this building without a unit or with too few digits
2.12.4 | 251 | not_found |  | 0.069 | t |  |  | no measured item and the quantity is not printed on any drawing of this building
2.12.5 | 252 | review |  | 0.064 | t |  |  | only weak candidates: the number appears on a drawing of this building without a unit or with too few digits
2.12.6 | 253 | not_found |  | 2.49 | m³ |  |  | no measured item and the quantity is not printed on any drawing of this building
2.12.7 | 254 | not_found |  | 0.051 | t |  |  | no measured item and the quantity is not printed on any drawing of this building
2.12.8 | 255 | not_found |  | 0.182 | t |  |  | no measured item and the quantity is not printed on any drawing of this building
2.12.9 | 256 | review |  | 24.6 | m² |  |  | only weak candidates: the number appears on a drawing of this building without a unit or with too few digits
2.12.10 | 257 | review |  | 24.6 | m² |  |  | only weak candidates: the number appears on a drawing of this building without a unit or with too few digits
2.12.11 | 258 | printed | 24.6 | 24.6 | m² | stated | Hadrut DEPO/9335/9335 MH.pdf | 24.6 m² is printed on 9335 MH.pdf sheet 9335- 01- MH, next to the words tavala
2.13.1 | 260 | not_found |  | 173 | m |  |  | no measured item and the quantity is not printed on any drawing of this building
2.13.2 | 261 | not_found |  | 173 | m |  |  | no measured item and the quantity is not printed on any drawing of this building
2.13.3 | 262 | not_found |  | 43 | m |  |  | no measured item and the quantity is not printed on any drawing of this building
2.13.4 | 263 | not_found |  | 43 | m |  |  | no measured item and the quantity is not printed on any drawing of this building
2.13.5 | 264 | not_found |  | 216 | m |  |  | no measured item and the quantity is not printed on any drawing of this building
2.13.6 | 265 | not_found |  | 3 | m |  |  | no measured item and the quantity is not printed on any drawing of this building
2.13.7 | 266 | not_found |  | 15 | m |  |  | no measured item and the quantity is not printed on any drawing of this building
2.13.8 | 267 | not_found |  | 15 | m |  |  | no measured item and the quantity is not printed on any drawing of this building
2.13.9 | 268 | review |  | 10 | m |  |  | only weak candidates: the number appears on a drawing of this building without a unit or with too few digits
2.13.10 | 269 | review |  | 10 | m |  |  | only weak candidates: the number appears on a drawing of this building without a unit or with too few digits
2.13.11 | 270 | not_found |  | 3 | m |  |  | no measured item and the quantity is not printed on any drawing of this building
2.13.12 | 271 | not_found |  | 3 | m |  |  | no measured item and the quantity is not printed on any drawing of this building
2.13.13 | 272 | not_found |  | 28 | m |  |  | no measured item and the quantity is not printed on any drawing of this building
2.13.14 | 273 | review |  | 10 | m |  |  | only weak candidates: the number appears on a drawing of this building without a unit or with too few digits
2.13.15 | 274 | review |  | 10 | m |  |  | only weak candidates: the number appears on a drawing of this building without a unit or with too few digits
2.13.16 | 275 | review |  | 11 | m |  |  | only weak candidates: the number appears on a drawing of this building without a unit or with too few digits
2.13.17 | 276 | review |  | 11 | m |  |  | only weak candidates: the number appears on a drawing of this building without a unit or with too few digits
2.13.18 | 277 | not_found |  | 73 | m |  |  | no measured item and the quantity is not printed on any drawing of this building
2.13.19 | 278 | not_found |  | 73 | m |  |  | no measured item and the quantity is not printed on any drawing of this building
2.13.20 | 279 | not_found |  | 13 | each |  |  | no measured item and the quantity is not printed on any drawing of this building
2.13.21 | 280 | not_found |  | 13 | each |  |  | no measured item and the quantity is not printed on any drawing of this building
2.13.22 | 281 | not_found |  | 26 | each |  |  | no measured item and the quantity is not printed on any drawing of this building
2.13.23 | 282 | not_found |  | 2 | each |  |  | no measured item and the quantity is not printed on any drawing of this building
2.13.24 | 283 | review |  | 5 | each |  |  | only weak candidates: the number appears on a drawing of this building without a unit or with too few digits
2.13.25 | 284 | review |  | 5 | each |  |  | only weak candidates: the number appears on a drawing of this building without a unit or with too few digits
2.13.26 | 285 | review |  | 20 | each |  |  | only weak candidates: the number appears on a drawing of this building without a unit or with too few digits
2.13.27 | 286 | review |  | 14 | each |  |  | only weak candidates: the number appears on a drawing of this building without a unit or with too few digits
2.13.28 | 287 | review |  | 280 | m |  |  | only weak candidates: the number appears on a drawing of this building without a unit or with too few digits
2.13.29 | 288 | review |  | 1 | each |  |  | only weak candidates: the number appears on a drawing of this building without a unit or with too few digits
2.13.30 | 289 | review |  | 1 | each |  |  | only weak candidates: the number appears on a drawing of this building without a unit or with too few digits
2.13.31 | 290 | review |  | 10 | m |  |  | only weak candidates: the number appears on a drawing of this building without a unit or with too few digits
2.13.32 | 291 | review |  | 9 | m² |  |  | only weak candidates: the number appears on a drawing of this building without a unit or with too few digits
2.13.33 | 292 | review |  | 1 | each |  |  | only weak candidates: the number appears on a drawing of this building without a unit or with too few digits
2.13.34 | 293 | review |  | 9 | m² |  |  | only weak candidates: the number appears on a drawing of this building without a unit or with too few digits
2.13.35 | 294 | not_found |  | 0.36 | m³ |  |  | no measured item and the quantity is not printed on any drawing of this building
2.13.36 | 295 | review |  | 5 | m² |  |  | only weak candidates: the number appears on a drawing of this building without a unit or with too few digits
2.13.37 | 296 | review |  | 12 | m |  |  | only weak candidates: the number appears on a drawing of this building without a unit or with too few digits
2.13.38 | 297 | review |  | 12 | m |  |  | only weak candidates: the number appears on a drawing of this building without a unit or with too few digits
2.13.39 | 298 | review |  | 8 | m |  |  | only weak candidates: the number appears on a drawing of this building without a unit or with too few digits
2.13.40 | 299 | review |  | 8 | m |  |  | only weak candidates: the number appears on a drawing of this building without a unit or with too few digits
2.13.41 | 300 | not_found |  | 2 | each |  |  | no measured item and the quantity is not printed on any drawing of this building
2.13.42 | 301 | review |  | 4 | each |  |  | only weak candidates: the number appears on a drawing of this building without a unit or with too few digits
2.14.1 | 303 | review |  | 20 | m |  |  | only weak candidates: the number appears on a drawing of this building without a unit or with too few digits
2.14.2 | 304 | review |  | 20 | m |  |  | only weak candidates: the number appears on a drawing of this building without a unit or with too few digits
2.14.3 | 305 | review |  | 68 | m |  |  | only weak candidates: the number appears on a drawing of this building without a unit or with too few digits
2.14.4 | 306 | review |  | 68 | m |  |  | only weak candidates: the number appears on a drawing of this building without a unit or with too few digits
2.14.5 | 307 | review |  | 16 | m |  |  | only weak candidates: the number appears on a drawing of this building without a unit or with too few digits
2.14.6 | 308 | review |  | 16 | m |  |  | only weak candidates: the number appears on a drawing of this building without a unit or with too few digits
2.14.7 | 309 | not_found |  | 75 | m |  |  | no measured item and the quantity is not printed on any drawing of this building
2.14.8 | 310 | not_found |  | 75 | m |  |  | no measured item and the quantity is not printed on any drawing of this building
2.14.9 | 311 | not_found |  | 179 | m |  |  | no measured item and the quantity is not printed on any drawing of this building
2.14.10 | 312 | review |  | 21 | m |  |  | only weak candidates: the number appears on a drawing of this building without a unit or with too few digits
2.14.11 | 313 | review |  | 21 | m |  |  | only weak candidates: the number appears on a drawing of this building without a unit or with too few digits
2.14.12 | 314 | review |  | 11 | m |  |  | only weak candidates: the number appears on a drawing of this building without a unit or with too few digits
2.14.13 | 315 | review |  | 11 | m |  |  | only weak candidates: the number appears on a drawing of this building without a unit or with too few digits
2.14.14 | 316 | not_found |  | 89 | m |  |  | no measured item and the quantity is not printed on any drawing of this building
2.14.15 | 317 | not_found |  | 89 | m |  |  | no measured item and the quantity is not printed on any drawing of this building
2.14.16 | 318 | review |  | 1 | each |  |  | only weak candidates: the number appears on a drawing of this building without a unit or with too few digits
2.14.17 | 319 | review |  | 6 | each |  |  | only weak candidates: the number appears on a drawing of this building without a unit or with too few digits
2.14.18 | 320 | review |  | 5 | each |  |  | only weak candidates: the number appears on a drawing of this building without a unit or with too few digits
2.14.19 | 321 | review |  | 5 | each |  |  | only weak candidates: the number appears on a drawing of this building without a unit or with too few digits
2.14.20 | 322 | not_found |  | 15 | each |  |  | no measured item and the quantity is not printed on any drawing of this building
2.14.21 | 323 | not_found |  | 15 | set |  |  | no measured item and the quantity is not printed on any drawing of this building
2.14.22 | 324 | review |  | 10 | each |  |  | only weak candidates: the number appears on a drawing of this building without a unit or with too few digits
2.14.23 | 325 | review |  | 10 | each |  |  | only weak candidates: the number appears on a drawing of this building without a unit or with too few digits
2.14.24 | 326 | not_found |  | 2 | each |  |  | no measured item and the quantity is not printed on any drawing of this building
2.14.25 | 327 | review |  | 1 | each |  |  | only weak candidates: the number appears on a drawing of this building without a unit or with too few digits
2.14.26 | 328 | review |  | 10 | m |  |  | only weak candidates: the number appears on a drawing of this building without a unit or with too few digits
2.15.1 | 330 | not_found |  | 176 | m |  |  | no measured item and the quantity is not printed on any drawing of this building
2.15.2 | 331 | not_found |  | 176 | m |  |  | no measured item and the quantity is not printed on any drawing of this building
2.15.3 | 332 | not_found |  | 42 | m |  |  | no measured item and the quantity is not printed on any drawing of this building
2.15.4 | 333 | not_found |  | 42 | m |  |  | no measured item and the quantity is not printed on any drawing of this building
2.15.5 | 334 | review |  | 10 | each |  |  | only weak candidates: the number appears on a drawing of this building without a unit or with too few digits
2.15.6 | 335 | review |  | 14 | set |  |  | only weak candidates: the number appears on a drawing of this building without a unit or with too few digits
2.15.7 | 336 | review |  | 14 | set |  |  | only weak candidates: the number appears on a drawing of this building without a unit or with too few digits
2.15.8 | 337 | not_found |  | 15 | set |  |  | no measured item and the quantity is not printed on any drawing of this building
2.15.9 | 338 | not_found |  | 15 | each |  |  | no measured item and the quantity is not printed on any drawing of this building
2.15.10 | 339 | review |  | 5 | set |  |  | only weak candidates: the number appears on a drawing of this building without a unit or with too few digits
2.15.11 | 340 | review |  | 5 | set |  |  | only weak candidates: the number appears on a drawing of this building without a unit or with too few digits
2.15.12 | 341 | review |  | 5 | each |  |  | only weak candidates: the number appears on a drawing of this building without a unit or with too few digits
2.15.13 | 342 | review |  | 1 | set |  |  | only weak candidates: the number appears on a drawing of this building without a unit or with too few digits
2.15.14 | 343 | review |  | 17 | set |  |  | only weak candidates: the number appears on a drawing of this building without a unit or with too few digits
2.15.15 | 344 | not_found |  | 2 | m |  |  | no measured item and the quantity is not printed on any drawing of this building
2.15.16 | 345 | not_found |  | 2 | m |  |  | no measured item and the quantity is not printed on any drawing of this building
2.15.17 | 346 | not_found |  | 2 | m |  |  | no measured item and the quantity is not printed on any drawing of this building
2.16.1 | 348 | review |  | 5 | m |  |  | only weak candidates: the number appears on a drawing of this building without a unit or with too few digits
2.16.2 | 349 | review |  | 5 | m |  |  | only weak candidates: the number appears on a drawing of this building without a unit or with too few digits
2.16.3 | 350 | review |  | 5 | m |  |  | only weak candidates: the number appears on a drawing of this building without a unit or with too few digits
2.16.4 | 351 | review |  | 9 | m |  |  | only weak candidates: the number appears on a drawing of this building without a unit or with too few digits
2.16.5 | 352 | review |  | 9 | m |  |  | only weak candidates: the number appears on a drawing of this building without a unit or with too few digits
2.16.6 | 353 | review |  | 11 | m |  |  | only weak candidates: the number appears on a drawing of this building without a unit or with too few digits
2.16.7 | 354 | review |  | 11 | m |  |  | only weak candidates: the number appears on a drawing of this building without a unit or with too few digits
2.16.8 | 355 | review |  | 4 | set |  |  | only weak candidates: the number appears on a drawing of this building without a unit or with too few digits
2.16.9 | 356 | review |  | 4 | set |  |  | only weak candidates: the number appears on a drawing of this building without a unit or with too few digits
2.16.10 | 357 | review |  | 4 | set |  |  | only weak candidates: the number appears on a drawing of this building without a unit or with too few digits
2.16.11 | 358 | review |  | 4 | each |  |  | only weak candidates: the number appears on a drawing of this building without a unit or with too few digits
2.16.12 | 359 | review |  | 1 | set |  |  | only weak candidates: the number appears on a drawing of this building without a unit or with too few digits
2.16.13 | 360 | not_found |  | 3 | set |  |  | no measured item and the quantity is not printed on any drawing of this building
2.16.14 | 361 | review |  | 1 | each |  |  | only weak candidates: the number appears on a drawing of this building without a unit or with too few digits
2.16.15 | 362 | review |  | 1 | each |  |  | only weak candidates: the number appears on a drawing of this building without a unit or with too few digits
2.16.16 | 363 | not_found |  | 2 | each |  |  | no measured item and the quantity is not printed on any drawing of this building
2.16.17 | 364 | review |  | 1 | each |  |  | only weak candidates: the number appears on a drawing of this building without a unit or with too few digits
2.16.18 | 365 | review |  | 1 | each |  |  | only weak candidates: the number appears on a drawing of this building without a unit or with too few digits
2.16.19 | 366 | review |  | 1 | each |  |  | only weak candidates: the number appears on a drawing of this building without a unit or with too few digits
2.16.20 | 367 | review |  | 1 | each |  |  | only weak candidates: the number appears on a drawing of this building without a unit or with too few digits
2.17.1 | 369 | not_found |  | 31 | m |  |  | no measured item and the quantity is not printed on any drawing of this building
2.17.2 | 370 | not_found |  | 31 | m |  |  | no measured item and the quantity is not printed on any drawing of this building
2.17.3 | 371 | review |  | 36 | m |  |  | only weak candidates: the number appears on a drawing of this building without a unit or with too few digits
2.17.4 | 372 | review |  | 36 | m |  |  | only weak candidates: the number appears on a drawing of this building without a unit or with too few digits
2.17.5 | 373 | review |  | 5 | each |  |  | only weak candidates: the number appears on a drawing of this building without a unit or with too few digits
2.17.6 | 374 | not_found |  | 2 | set |  |  | no measured item and the quantity is not printed on any drawing of this building
2.17.7 | 375 | not_found |  | 2 | each |  |  | no measured item and the quantity is not printed on any drawing of this building
2.17.8 | 376 | not_found |  | 2 | each |  |  | no measured item and the quantity is not printed on any drawing of this building
2.17.9 | 377 | not_found |  | 3 | each |  |  | no measured item and the quantity is not printed on any drawing of this building
2.17.10 | 378 | review |  | 1 | set |  |  | only weak candidates: the number appears on a drawing of this building without a unit or with too few digits
2.17.11 | 379 | not_found |  | 2 | m |  |  | no measured item and the quantity is not printed on any drawing of this building
2.17.12 | 380 | not_found |  | 2 | m |  |  | no measured item and the quantity is not printed on any drawing of this building
2.17.13 | 381 | not_found |  | 2 | m |  |  | no measured item and the quantity is not printed on any drawing of this building
2.18.1 | 383 | not_found |  | 23 | m |  |  | no measured item and the quantity is not printed on any drawing of this building
2.18.2 | 384 | not_found |  | 23 | m |  |  | no measured item and the quantity is not printed on any drawing of this building
2.18.3 | 385 | review |  | 11 | m |  |  | only weak candidates: the number appears on a drawing of this building without a unit or with too few digits
2.18.4 | 386 | review |  | 11 | m |  |  | only weak candidates: the number appears on a drawing of this building without a unit or with too few digits
2.18.5 | 387 | review |  | 11 | m |  |  | only weak candidates: the number appears on a drawing of this building without a unit or with too few digits
2.18.6 | 388 | not_found |  | 2 | each |  |  | no measured item and the quantity is not printed on any drawing of this building
2.18.7 | 389 | not_found |  | 2 | each |  |  | no measured item and the quantity is not printed on any drawing of this building
2.18.8 | 390 | review |  | 4 | each |  |  | only weak candidates: the number appears on a drawing of this building without a unit or with too few digits
2.18.9 | 391 | not_found |  | 2 | each |  |  | no measured item and the quantity is not printed on any drawing of this building
2.18.10 | 392 | not_found |  | 3 | each |  |  | no measured item and the quantity is not printed on any drawing of this building
2.18.11 | 393 | not_found |  | 3 | each |  |  | no measured item and the quantity is not printed on any drawing of this building
2.18.12 | 394 | review |  | 5 | each |  |  | only weak candidates: the number appears on a drawing of this building without a unit or with too few digits
2.18.13 | 395 | review |  | 5 | each |  |  | only weak candidates: the number appears on a drawing of this building without a unit or with too few digits
2.18.14 | 396 | review |  | 5 | each |  |  | only weak candidates: the number appears on a drawing of this building without a unit or with too few digits
2.19.1 | 398 | not_found |  | 320 | m |  |  | no measured item and the quantity is not printed on any drawing of this building
2.19.2 | 399 | not_found |  | 320 | m |  |  | no measured item and the quantity is not printed on any drawing of this building
2.19.3 | 400 | review |  | 120 | m |  |  | only weak candidates: the number appears on a drawing of this building without a unit or with too few digits
2.19.4 | 401 | review |  | 120 | m |  |  | only weak candidates: the number appears on a drawing of this building without a unit or with too few digits
2.19.5 | 402 | not_found |  | 75 | m |  |  | no measured item and the quantity is not printed on any drawing of this building
2.19.6 | 403 | not_found |  | 75 | m |  |  | no measured item and the quantity is not printed on any drawing of this building
2.19.7 | 404 | not_found |  | 155 | m |  |  | no measured item and the quantity is not printed on any drawing of this building
2.19.8 | 405 | not_found |  | 155 | m |  |  | no measured item and the quantity is not printed on any drawing of this building
2.19.9 | 406 | not_found |  | 60 | m |  |  | no measured item and the quantity is not printed on any drawing of this building
2.19.10 | 407 | not_found |  | 60 | m |  |  | no measured item and the quantity is not printed on any drawing of this building
2.19.11 | 408 | not_found |  | 85 | m |  |  | no measured item and the quantity is not printed on any drawing of this building
2.19.12 | 409 | not_found |  | 85 | m |  |  | no measured item and the quantity is not printed on any drawing of this building
2.19.13 | 410 | not_found |  | 43 | m |  |  | no measured item and the quantity is not printed on any drawing of this building
2.19.14 | 411 | not_found |  | 43 | each |  |  | no measured item and the quantity is not printed on any drawing of this building
2.19.15 | 412 | not_found |  | 3 | each |  |  | no measured item and the quantity is not printed on any drawing of this building
2.19.16 | 413 | not_found |  | 3 | each |  |  | no measured item and the quantity is not printed on any drawing of this building
2.19.17 | 414 | review |  | 9 | each |  |  | only weak candidates: the number appears on a drawing of this building without a unit or with too few digits
2.19.18 | 415 | review |  | 5 | each |  |  | only weak candidates: the number appears on a drawing of this building without a unit or with too few digits
2.19.19 | 416 | review |  | 6 | each |  |  | only weak candidates: the number appears on a drawing of this building without a unit or with too few digits
2.19.20 | 417 | review |  | 5 | each |  |  | only weak candidates: the number appears on a drawing of this building without a unit or with too few digits
2.19.21 | 418 | review |  | 9 | each |  |  | only weak candidates: the number appears on a drawing of this building without a unit or with too few digits
2.19.22 | 419 | review |  | 5 | each |  |  | only weak candidates: the number appears on a drawing of this building without a unit or with too few digits
2.19.23 | 420 | not_found |  | 3 | each |  |  | no measured item and the quantity is not printed on any drawing of this building
2.19.24 | 421 | review |  | 1 | each |  |  | only weak candidates: the number appears on a drawing of this building without a unit or with too few digits
2.19.25 | 422 | not_found |  | 3 | each |  |  | no measured item and the quantity is not printed on any drawing of this building
2.19.26 | 423 | not_found |  | 2 | each |  |  | no measured item and the quantity is not printed on any drawing of this building
2.19.27 | 424 | not_found |  | 464 | each |  |  | no measured item and the quantity is not printed on any drawing of this building
2.19.28 | 425 | review |  | 4 | each |  |  | only weak candidates: the number appears on a drawing of this building without a unit or with too few digits
2.19.29 | 426 | review |  | 4 | each |  |  | only weak candidates: the number appears on a drawing of this building without a unit or with too few digits
2.19.30 | 427 | review |  | 54 | each |  |  | only weak candidates: the number appears on a drawing of this building without a unit or with too few digits
2.19.31 | 428 | not_found |  | 28 | set |  |  | no measured item and the quantity is not printed on any drawing of this building
2.19.32 | 429 | not_found |  | 28 | each |  |  | no measured item and the quantity is not printed on any drawing of this building
2.19.33 | 430 | review |  | 10 | each |  |  | only weak candidates: the number appears on a drawing of this building without a unit or with too few digits
2.19.34 | 431 | review |  | 10 | each |  |  | only weak candidates: the number appears on a drawing of this building without a unit or with too few digits
2.19.35 | 432 | review |  | 20 | each |  |  | only weak candidates: the number appears on a drawing of this building without a unit or with too few digits
2.19.36 | 433 | review |  | 4 | each |  |  | only weak candidates: the number appears on a drawing of this building without a unit or with too few digits
2.19.37 | 434 | review |  | 14 | each |  |  | only weak candidates: the number appears on a drawing of this building without a unit or with too few digits
2.19.38 | 435 | not_found |  | 2 | each |  |  | no measured item and the quantity is not printed on any drawing of this building
2.19.39 | 436 | not_found |  | 2 | each |  |  | no measured item and the quantity is not printed on any drawing of this building
2.19.40 | 437 | review |  | 5 | each |  |  | only weak candidates: the number appears on a drawing of this building without a unit or with too few digits
2.19.41 | 438 | review |  | 1 | each |  |  | only weak candidates: the number appears on a drawing of this building without a unit or with too few digits
2.19.42 | 439 | review |  | 4 | each |  |  | only weak candidates: the number appears on a drawing of this building without a unit or with too few digits
2.19.43 | 440 | review |  | 4 | each |  |  | only weak candidates: the number appears on a drawing of this building without a unit or with too few digits
2.19.44 | 441 | review |  | 4 | each |  |  | only weak candidates: the number appears on a drawing of this building without a unit or with too few digits
2.19.45 | 442 | not_found |  | 55 | each |  |  | no measured item and the quantity is not printed on any drawing of this building
2.19.46 | 443 | review |  | 11 | set |  |  | only weak candidates: the number appears on a drawing of this building without a unit or with too few digits
2.19.47 | 444 | review |  | 11 | each |  |  | only weak candidates: the number appears on a drawing of this building without a unit or with too few digits
2.19.48 | 445 | not_found |  | 2 | set |  |  | no measured item and the quantity is not printed on any drawing of this building
2.19.49 | 446 | not_found |  | 2 | each |  |  | no measured item and the quantity is not printed on any drawing of this building
2.19.50 | 447 | printed | 2.92 | 2.92 | m³ | stated | Hadrut DEPO/9335 Xocavənd Hadrut Depo İV/9335 -01- IV. Xocavənd.dwg | 2.92 m³ is printed on 9335 -01- IV. Xocavənd.dwg, next to the words izolya
2.20.1 | 449 | review |  | 10 | each |  |  | only weak candidates: the number appears on a drawing of this building without a unit or with too few digits
2.20.2 | 450 | not_found |  | 3 | each |  |  | no measured item and the quantity is not printed on any drawing of this building
2.20.3 | 451 | not_found |  | 3 | each |  |  | no measured item and the quantity is not printed on any drawing of this building
2.20.4 | 452 | not_found |  | 2 | each |  |  | no measured item and the quantity is not printed on any drawing of this building
2.20.5 | 453 | not_found |  | 2 | each |  |  | no measured item and the quantity is not printed on any drawing of this building
2.20.6 | 454 | review |  | 7 | each |  |  | only weak candidates: the number appears on a drawing of this building without a unit or with too few digits
2.20.7 | 455 | review |  | 6 | each |  |  | only weak candidates: the number appears on a drawing of this building without a unit or with too few digits
2.20.8 | 456 | review |  | 4 | each |  |  | only weak candidates: the number appears on a drawing of this building without a unit or with too few digits
2.20.9 | 457 | review |  | 12 | each |  |  | only weak candidates: the number appears on a drawing of this building without a unit or with too few digits
2.20.10 | 458 | review |  | 12 | each |  |  | only weak candidates: the number appears on a drawing of this building without a unit or with too few digits
2.20.11 | 459 | review |  | 4 | each |  |  | only weak candidates: the number appears on a drawing of this building without a unit or with too few digits
2.20.12 | 460 | not_found |  | 2 | each |  |  | no measured item and the quantity is not printed on any drawing of this building
2.20.13 | 461 | review |  | 10 | each |  |  | only weak candidates: the number appears on a drawing of this building without a unit or with too few digits
2.20.14 | 462 | not_found |  | 35.1 | m² |  |  | no measured item and the quantity is not printed on any drawing of this building
2.20.15 | 463 | review |  | 22 | m² |  |  | only weak candidates: the number appears on a drawing of this building without a unit or with too few digits
2.20.16 | 464 | review |  | 35.2 | m² |  |  | only weak candidates: the number appears on a drawing of this building without a unit or with too few digits
2.20.17 | 465 | matched | 6 | 6 | m | geometry | bay_module | equals Bay module (found automatically)
2.21.18 | 467 | not_found |  | 13 | set |  |  | no measured item and the quantity is not printed on any drawing of this building
2.21.19 | 468 | not_found |  | 13 | each |  |  | no measured item and the quantity is not printed on any drawing of this building
2.21.20 | 469 | not_found |  | 3 | each |  |  | no measured item and the quantity is not printed on any drawing of this building
2.21.21 | 470 | not_found |  | 2 | set |  |  | no measured item and the quantity is not printed on any drawing of this building
2.21.22 | 471 | not_found |  | 2 | each |  |  | no measured item and the quantity is not printed on any drawing of this building
2.22.1 | 473 | review |  | 1 | each |  |  | only weak candidates: the number appears on a drawing of this building without a unit or with too few digits
2.22.2 | 474 | review |  | 1 | each |  |  | only weak candidates: the number appears on a drawing of this building without a unit or with too few digits
2.22.3 | 475 | review |  | 1 | each |  |  | only weak candidates: the number appears on a drawing of this building without a unit or with too few digits
2.22.4 | 476 | review |  | 1 | each |  |  | only weak candidates: the number appears on a drawing of this building without a unit or with too few digits
2.22.5 | 477 | review |  | 1 | each |  |  | only weak candidates: the number appears on a drawing of this building without a unit or with too few digits
2.22.6 | 478 | not_found |  | 3 | each |  |  | no measured item and the quantity is not printed on any drawing of this building
2.22.7 | 479 | review |  | 1 | each |  |  | only weak candidates: the number appears on a drawing of this building without a unit or with too few digits
2.22.8 | 480 | review |  | 1 | each |  |  | only weak candidates: the number appears on a drawing of this building without a unit or with too few digits
2.22.9 | 481 | review |  | 5 | each |  |  | only weak candidates: the number appears on a drawing of this building without a unit or with too few digits
2.22.10 | 482 | not_found |  | 2 | each |  |  | no measured item and the quantity is not printed on any drawing of this building
2.22.11 | 483 | review |  | 1 | each |  |  | only weak candidates: the number appears on a drawing of this building without a unit or with too few digits
2.22.12 | 484 | review |  | 16 | each |  |  | only weak candidates: the number appears on a drawing of this building without a unit or with too few digits
2.22.13 | 485 | review |  | 1 | each |  |  | only weak candidates: the number appears on a drawing of this building without a unit or with too few digits
2.22.14 | 486 | review |  | 1 | each |  |  | only weak candidates: the number appears on a drawing of this building without a unit or with too few digits
2.22.15 | 487 | not_found |  | 3 | each |  |  | no measured item and the quantity is not printed on any drawing of this building
2.22.16 | 488 | not_found |  | 3 | each |  |  | no measured item and the quantity is not printed on any drawing of this building
2.22.17 | 489 | review |  | 1 | each |  |  | only weak candidates: the number appears on a drawing of this building without a unit or with too few digits
2.22.18 | 490 | review |  | 1 | each |  |  | only weak candidates: the number appears on a drawing of this building without a unit or with too few digits
2.22.19 | 491 | review |  | 1 | each |  |  | only weak candidates: the number appears on a drawing of this building without a unit or with too few digits
2.22.20 | 492 | review |  | 1 | each |  |  | only weak candidates: the number appears on a drawing of this building without a unit or with too few digits
2.22.21 | 493 | review |  | 1 | each |  |  | only weak candidates: the number appears on a drawing of this building without a unit or with too few digits
2.22.22 | 494 | review |  | 1 | each |  |  | only weak candidates: the number appears on a drawing of this building without a unit or with too few digits
2.22.23 | 495 | not_found |  | 3 | each |  |  | no measured item and the quantity is not printed on any drawing of this building
2.22.24 | 496 | review |  | 1 | each |  |  | only weak candidates: the number appears on a drawing of this building without a unit or with too few digits
2.22.25 | 497 | review |  | 1 | each |  |  | only weak candidates: the number appears on a drawing of this building without a unit or with too few digits
2.22.26 | 498 | review |  | 7 | each |  |  | only weak candidates: the number appears on a drawing of this building without a unit or with too few digits
2.22.27 | 499 | review |  | 1 | each |  |  | only weak candidates: the number appears on a drawing of this building without a unit or with too few digits
2.22.28 | 500 | review |  | 1 | each |  |  | only weak candidates: the number appears on a drawing of this building without a unit or with too few digits
2.22.29 | 501 | review |  | 1 | each |  |  | only weak candidates: the number appears on a drawing of this building without a unit or with too few digits
2.22.30 | 502 | review |  | 1 | each |  |  | only weak candidates: the number appears on a drawing of this building without a unit or with too few digits
2.22.31 | 503 | review |  | 1 | each |  |  | only weak candidates: the number appears on a drawing of this building without a unit or with too few digits
2.22.32 | 504 | review |  | 1 | each |  |  | only weak candidates: the number appears on a drawing of this building without a unit or with too few digits
2.22.33 | 505 | review |  | 7 | each |  |  | only weak candidates: the number appears on a drawing of this building without a unit or with too few digits
2.22.34 | 506 | review |  | 6 | each |  |  | only weak candidates: the number appears on a drawing of this building without a unit or with too few digits
2.22.35 | 507 | not_found |  | 15 | each |  |  | no measured item and the quantity is not printed on any drawing of this building
2.22.36 | 508 | review |  | 1 | each |  |  | only weak candidates: the number appears on a drawing of this building without a unit or with too few digits
2.22.37 | 509 | review |  | 1 | each |  |  | only weak candidates: the number appears on a drawing of this building without a unit or with too few digits
2.22.38 | 510 | review |  | 1 | each |  |  | only weak candidates: the number appears on a drawing of this building without a unit or with too few digits
2.22.39 | 511 | not_found |  | 2 | each |  |  | no measured item and the quantity is not printed on any drawing of this building
2.22.40 | 512 | review |  | 1 | each |  |  | only weak candidates: the number appears on a drawing of this building without a unit or with too few digits
2.22.41 | 513 | review |  | 12 | each |  |  | only weak candidates: the number appears on a drawing of this building without a unit or with too few digits
2.22.42 | 514 | review |  | 10 | each |  |  | only weak candidates: the number appears on a drawing of this building without a unit or with too few digits
2.22.43 | 515 | not_found |  | 26 | each |  |  | no measured item and the quantity is not printed on any drawing of this building
2.22.44 | 516 | review |  | 1 | each |  |  | only weak candidates: the number appears on a drawing of this building without a unit or with too few digits
2.22.45 | 517 | review |  | 1 | each |  |  | only weak candidates: the number appears on a drawing of this building without a unit or with too few digits
2.22.46 | 518 | review |  | 1 | each |  |  | only weak candidates: the number appears on a drawing of this building without a unit or with too few digits
2.22.47 | 519 | review |  | 1 | each |  |  | only weak candidates: the number appears on a drawing of this building without a unit or with too few digits
2.22.48 | 520 | review |  | 1 | each |  |  | only weak candidates: the number appears on a drawing of this building without a unit or with too few digits
2.22.49 | 521 | not_found |  | 2 | each |  |  | no measured item and the quantity is not printed on any drawing of this building
2.22.50 | 522 | review |  | 16 | each |  |  | only weak candidates: the number appears on a drawing of this building without a unit or with too few digits
2.22.51 | 523 | review |  | 6 | each |  |  | only weak candidates: the number appears on a drawing of this building without a unit or with too few digits
2.22.52 | 524 | not_found |  | 27 | each |  |  | no measured item and the quantity is not printed on any drawing of this building
2.22.53 | 525 | review |  | 1 | each |  |  | only weak candidates: the number appears on a drawing of this building without a unit or with too few digits
2.22.54 | 526 | review |  | 1 | each |  |  | only weak candidates: the number appears on a drawing of this building without a unit or with too few digits
2.22.55 | 527 | review |  | 1 | each |  |  | only weak candidates: the number appears on a drawing of this building without a unit or with too few digits
2.22.56 | 528 | review |  | 1 | each |  |  | only weak candidates: the number appears on a drawing of this building without a unit or with too few digits
2.22.57 | 529 | review |  | 0.5 | m |  |  | only weak candidates: the number appears on a drawing of this building without a unit or with too few digits
2.22.58 | 530 | review |  | 1 | each |  |  | only weak candidates: the number appears on a drawing of this building without a unit or with too few digits
2.22.59 | 531 | review |  | 1 | each |  |  | only weak candidates: the number appears on a drawing of this building without a unit or with too few digits
2.22.60 | 532 | review |  | 1 | each |  |  | only weak candidates: the number appears on a drawing of this building without a unit or with too few digits
2.22.61 | 533 | review |  | 1 | each |  |  | only weak candidates: the number appears on a drawing of this building without a unit or with too few digits
2.22.62 | 534 | review |  | 1 | each |  |  | only weak candidates: the number appears on a drawing of this building without a unit or with too few digits
2.22.63 | 535 | review |  | 4 | each |  |  | only weak candidates: the number appears on a drawing of this building without a unit or with too few digits
2.22.64 | 536 | review |  | 20 | each |  |  | only weak candidates: the number appears on a drawing of this building without a unit or with too few digits
2.22.65 | 537 | review |  | 6 | each |  |  | only weak candidates: the number appears on a drawing of this building without a unit or with too few digits
2.22.66 | 538 | not_found |  | 33 | each |  |  | no measured item and the quantity is not printed on any drawing of this building
2.22.67 | 539 | review |  | 1 | each |  |  | only weak candidates: the number appears on a drawing of this building without a unit or with too few digits
2.22.68 | 540 | review |  | 1 | each |  |  | only weak candidates: the number appears on a drawing of this building without a unit or with too few digits
2.22.69 | 541 | review |  | 1 | each |  |  | only weak candidates: the number appears on a drawing of this building without a unit or with too few digits
2.22.70 | 542 | review |  | 1 | each |  |  | only weak candidates: the number appears on a drawing of this building without a unit or with too few digits
2.22.71 | 543 | review |  | 0.5 | m |  |  | only weak candidates: the number appears on a drawing of this building without a unit or with too few digits
2.22.72 | 544 | review |  | 1 | each |  |  | only weak candidates: the number appears on a drawing of this building without a unit or with too few digits
2.22.73 | 545 | review |  | 1 | each |  |  | only weak candidates: the number appears on a drawing of this building without a unit or with too few digits
2.22.74 | 546 | review |  | 1 | each |  |  | only weak candidates: the number appears on a drawing of this building without a unit or with too few digits
2.22.75 | 547 | review |  | 1 | each |  |  | only weak candidates: the number appears on a drawing of this building without a unit or with too few digits
2.22.76 | 548 | review |  | 6 | each |  |  | only weak candidates: the number appears on a drawing of this building without a unit or with too few digits
2.22.77 | 549 | review |  | 11 | each |  |  | only weak candidates: the number appears on a drawing of this building without a unit or with too few digits
2.22.78 | 550 | review |  | 19 | each |  |  | only weak candidates: the number appears on a drawing of this building without a unit or with too few digits
2.22.79 | 551 | review |  | 1 | each |  |  | only weak candidates: the number appears on a drawing of this building without a unit or with too few digits
2.22.80 | 552 | review |  | 1 | each |  |  | only weak candidates: the number appears on a drawing of this building without a unit or with too few digits
2.22.81 | 553 | review |  | 1 | each |  |  | only weak candidates: the number appears on a drawing of this building without a unit or with too few digits
2.22.82 | 554 | review |  | 1 | each |  |  | only weak candidates: the number appears on a drawing of this building without a unit or with too few digits
2.22.83 | 555 | review |  | 0.5 | m |  |  | only weak candidates: the number appears on a drawing of this building without a unit or with too few digits
2.22.84 | 556 | review |  | 1 | each |  |  | only weak candidates: the number appears on a drawing of this building without a unit or with too few digits
2.22.85 | 557 | review |  | 1 | each |  |  | only weak candidates: the number appears on a drawing of this building without a unit or with too few digits
2.22.86 | 558 | review |  | 1 | each |  |  | only weak candidates: the number appears on a drawing of this building without a unit or with too few digits
2.22.87 | 559 | not_found |  | 2 | each |  |  | no measured item and the quantity is not printed on any drawing of this building
2.22.88 | 560 | review |  | 1 | each |  |  | only weak candidates: the number appears on a drawing of this building without a unit or with too few digits
2.22.89 | 561 | review |  | 1 | each |  |  | only weak candidates: the number appears on a drawing of this building without a unit or with too few digits
2.22.90 | 562 | review |  | 1 | each |  |  | only weak candidates: the number appears on a drawing of this building without a unit or with too few digits
2.22.91 | 563 | review |  | 6 | each |  |  | only weak candidates: the number appears on a drawing of this building without a unit or with too few digits
2.22.92 | 564 | review |  | 1 | each |  |  | only weak candidates: the number appears on a drawing of this building without a unit or with too few digits
2.22.93 | 565 | review |  | 1 | each |  |  | only weak candidates: the number appears on a drawing of this building without a unit or with too few digits
2.22.94 | 566 | review |  | 1 | each |  |  | only weak candidates: the number appears on a drawing of this building without a unit or with too few digits
2.22.95 | 567 | review |  | 1 | each |  |  | only weak candidates: the number appears on a drawing of this building without a unit or with too few digits
2.22.96 | 568 | review |  | 1 | each |  |  | only weak candidates: the number appears on a drawing of this building without a unit or with too few digits
2.22.97 | 569 | review |  | 8 | each |  |  | only weak candidates: the number appears on a drawing of this building without a unit or with too few digits
2.22.98 | 570 | review |  | 1 | each |  |  | only weak candidates: the number appears on a drawing of this building without a unit or with too few digits
2.22.99 | 571 | review |  | 12 | each |  |  | only weak candidates: the number appears on a drawing of this building without a unit or with too few digits
2.22.100 | 572 | not_found |  | 125 | each |  |  | no measured item and the quantity is not printed on any drawing of this building
2.22.101 | 573 | not_found |  | 24 | each |  |  | no measured item and the quantity is not printed on any drawing of this building
2.22.102 | 574 | review |  | 10 | each |  |  | only weak candidates: the number appears on a drawing of this building without a unit or with too few digits
2.22.103 | 575 | not_found |  | 159 | each |  |  | no measured item and the quantity is not printed on any drawing of this building
2.22.104 | 576 | review |  | 30 | each |  |  | only weak candidates: the number appears on a drawing of this building without a unit or with too few digits
2.22.105 | 577 | review |  | 30 | each |  |  | only weak candidates: the number appears on a drawing of this building without a unit or with too few digits
2.22.106 | 578 | not_found |  | 189 | each |  |  | no measured item and the quantity is not printed on any drawing of this building
2.22.107 | 579 | not_found |  | 70 | each |  |  | no measured item and the quantity is not printed on any drawing of this building
2.22.108 | 580 | not_found |  | 2 | each |  |  | no measured item and the quantity is not printed on any drawing of this building
2.22.109 | 581 | review |  | 1 | each |  |  | only weak candidates: the number appears on a drawing of this building without a unit or with too few digits
2.22.110 | 582 | not_found |  | 3 | each |  |  | no measured item and the quantity is not printed on any drawing of this building
2.22.111 | 583 | not_found |  | 2 | each |  |  | no measured item and the quantity is not printed on any drawing of this building
2.22.112 | 584 | not_found |  | 2 | each |  |  | no measured item and the quantity is not printed on any drawing of this building
2.22.113 | 585 | printed | 2510 | 2510 | m | stated | Hadrut DEPO/Elektrik/9335 hadrut xocevend elektrik.dwg | 2510 m is printed on 9335 hadrut xocevend elektrik.dwg sheet 9335- 01-EİA, written with its unit m
2.22.114 | 586 | printed | 2510 | 2510 | m | stated | Hadrut DEPO/Elektrik/9335 hadrut xocevend elektrik.dwg | 2510 m is printed on 9335 hadrut xocevend elektrik.dwg sheet 9335- 01-EİA, written with its unit m
2.22.115 | 587 | not_found |  | 232 | m |  |  | no measured item and the quantity is not printed on any drawing of this building
2.22.116 | 588 | review |  | 50 | m |  |  | only weak candidates: the number appears on a drawing of this building without a unit or with too few digits
2.22.117 | 589 | not_found |  | 282 | m |  |  | no measured item and the quantity is not printed on any drawing of this building
2.22.118 | 590 | not_found |  | 60 | m |  |  | no measured item and the quantity is not printed on any drawing of this building
2.22.119 | 591 | not_found |  | 60 | m |  |  | no measured item and the quantity is not printed on any drawing of this building
2.22.120 | 592 | not_found |  | 90 | m |  |  | no measured item and the quantity is not printed on any drawing of this building
2.22.121 | 593 | printed | 2140 | 2140 | m | stated | Hadrut DEPO/Elektrik/9335 hadrut xocevend elektrik.dwg | 2140 m is printed on 9335 hadrut xocevend elektrik.dwg sheet 9335- 01-EİA, written with its unit m
2.22.122 | 594 | review |  | 25 | m |  |  | only weak candidates: the number appears on a drawing of this building without a unit or with too few digits
2.22.123 | 595 | not_found |  | 60 | m |  |  | no measured item and the quantity is not printed on any drawing of this building
2.22.124 | 596 | review |  | 30 | m |  |  | only weak candidates: the number appears on a drawing of this building without a unit or with too few digits
2.22.125 | 597 | not_found |  | 60 | m |  |  | no measured item and the quantity is not printed on any drawing of this building
2.22.126 | 598 | not_found |  | 105 | m |  |  | no measured item and the quantity is not printed on any drawing of this building
2.22.127 | 599 | not_found |  | 60 | m |  |  | no measured item and the quantity is not printed on any drawing of this building
2.22.128 | 600 | not_found |  | 70 | m |  |  | no measured item and the quantity is not printed on any drawing of this building
2.22.129 | 601 | not_found |  | 162 | m |  |  | no measured item and the quantity is not printed on any drawing of this building
2.22.130 | 602 | review |  | 50 | m |  |  | only weak candidates: the number appears on a drawing of this building without a unit or with too few digits
2.22.131 | 603 | not_found |  | 2852 | m |  |  | no measured item and the quantity is not printed on any drawing of this building
2.22.132 | 604 | review |  | 4 | m |  |  | only weak candidates: the number appears on a drawing of this building without a unit or with too few digits
2.22.133 | 605 | review |  | 4 | m |  |  | only weak candidates: the number appears on a drawing of this building without a unit or with too few digits
2.22.134 | 606 | review |  | 14.5 | kg |  |  | only weak candidates: the number appears on a drawing of this building without a unit or with too few digits
2.22.135 | 607 | not_found |  | 3 | each |  |  | no measured item and the quantity is not printed on any drawing of this building
2.22.136 | 608 | review |  | 5 | m |  |  | only weak candidates: the number appears on a drawing of this building without a unit or with too few digits
2.22.137 | 609 | review |  | 5 | m |  |  | only weak candidates: the number appears on a drawing of this building without a unit or with too few digits
2.22.138 | 610 | not_found |  | 15 | m |  |  | no measured item and the quantity is not printed on any drawing of this building
2.22.139 | 611 | not_found |  | 15 | m |  |  | no measured item and the quantity is not printed on any drawing of this building
2.23.1 | 613 | not_found |  | 179 | each |  |  | no measured item and the quantity is not printed on any drawing of this building
2.23.2 | 614 | not_found |  | 43 | each |  |  | no measured item and the quantity is not printed on any drawing of this building
2.23.3 | 615 | not_found |  | 28 | each |  |  | no measured item and the quantity is not printed on any drawing of this building
2.23.4 | 616 | review |  | 14 | each |  |  | only weak candidates: the number appears on a drawing of this building without a unit or with too few digits
2.23.5 | 617 | review |  | 12 | each |  |  | only weak candidates: the number appears on a drawing of this building without a unit or with too few digits
2.23.6 | 618 | review |  | 22 | each |  |  | only weak candidates: the number appears on a drawing of this building without a unit or with too few digits
2.23.7 | 619 | review |  | 37 | each |  |  | only weak candidates: the number appears on a drawing of this building without a unit or with too few digits
2.23.8 | 620 | review |  | 4 | each |  |  | only weak candidates: the number appears on a drawing of this building without a unit or with too few digits
2.23.9 | 621 | review |  | 140 | each |  |  | only weak candidates: the number appears on a drawing of this building without a unit or with too few digits
2.23.10 | 622 | review |  | 9 | each |  |  | only weak candidates: the number appears on a drawing of this building without a unit or with too few digits
2.23.11 | 623 | not_found |  | 3 | each |  |  | no measured item and the quantity is not printed on any drawing of this building
2.23.12 | 624 | review |  | 4 | each |  |  | only weak candidates: the number appears on a drawing of this building without a unit or with too few digits
2.23.13 | 625 | review |  | 11 | each |  |  | only weak candidates: the number appears on a drawing of this building without a unit or with too few digits
2.23.14 | 626 | not_found |  | 506 | each |  |  | no measured item and the quantity is not printed on any drawing of this building
2.23.15 | 627 | review |  | 11 | each |  |  | only weak candidates: the number appears on a drawing of this building without a unit or with too few digits
2.23.16 | 628 | review |  | 11 | each |  |  | only weak candidates: the number appears on a drawing of this building without a unit or with too few digits
2.23.17 | 629 | review |  | 7 | each |  |  | only weak candidates: the number appears on a drawing of this building without a unit or with too few digits
2.23.18 | 630 | review |  | 7 | each |  |  | only weak candidates: the number appears on a drawing of this building without a unit or with too few digits
2.23.19 | 631 | not_found |  | 18 | each |  |  | no measured item and the quantity is not printed on any drawing of this building
2.23.20 | 632 | not_found |  | 18 | each |  |  | no measured item and the quantity is not printed on any drawing of this building
2.23.21 | 633 | review |  | 10 | each |  |  | only weak candidates: the number appears on a drawing of this building without a unit or with too few digits
2.23.22 | 634 | review |  | 8 | each |  |  | only weak candidates: the number appears on a drawing of this building without a unit or with too few digits
2.23.23 | 635 | review |  | 7 | each |  |  | only weak candidates: the number appears on a drawing of this building without a unit or with too few digits
2.23.24 | 636 | not_found |  | 2 | set |  |  | no measured item and the quantity is not printed on any drawing of this building
2.23.25 | 637 | not_found |  | 2 | each |  |  | no measured item and the quantity is not printed on any drawing of this building
2.23.26 | 638 | review |  | 7 | each |  |  | only weak candidates: the number appears on a drawing of this building without a unit or with too few digits
2.23.27 | 639 | review |  | 7 | each |  |  | only weak candidates: the number appears on a drawing of this building without a unit or with too few digits
2.23.28 | 640 | not_found |  | 61 | each |  |  | no measured item and the quantity is not printed on any drawing of this building
2.23.29 | 641 | review |  | 14 | each |  |  | only weak candidates: the number appears on a drawing of this building without a unit or with too few digits
2.23.30 | 642 | not_found |  | 75 | each |  |  | no measured item and the quantity is not printed on any drawing of this building
2.23.31 | 643 | review |  | 10 | each |  |  | only weak candidates: the number appears on a drawing of this building without a unit or with too few digits
2.23.32 | 644 | review |  | 10 | each |  |  | only weak candidates: the number appears on a drawing of this building without a unit or with too few digits
2.23.33 | 645 | not_found |  | 92 | each |  |  | no measured item and the quantity is not printed on any drawing of this building
2.23.34 | 646 | review |  | 50 | each |  |  | only weak candidates: the number appears on a drawing of this building without a unit or with too few digits
2.23.35 | 647 | not_found |  | 5480 | m |  |  | no measured item and the quantity is not printed on any drawing of this building
2.23.36 | 648 | not_found |  | 5480 | m |  |  | no measured item and the quantity is not printed on any drawing of this building
2.23.37 | 649 | review |  | 4900 | m |  |  | only weak candidates: the number appears on a drawing of this building without a unit or with too few digits
2.23.38 | 650 | not_found |  | 80 | m |  |  | no measured item and the quantity is not printed on any drawing of this building
2.23.39 | 651 | not_found |  | 200 | m |  |  | no measured item and the quantity is not printed on any drawing of this building
2.23.40 | 652 | not_found |  | 300 | m |  |  | no measured item and the quantity is not printed on any drawing of this building
2.23.41 | 653 | not_found |  | 5480 | m |  |  | no measured item and the quantity is not printed on any drawing of this building
2.24.1 | 655 | review |  | 1 | each |  |  | only weak candidates: the number appears on a drawing of this building without a unit or with too few digits
2.24.2 | 656 | review |  | 1 | each |  |  | only weak candidates: the number appears on a drawing of this building without a unit or with too few digits
2.24.3 | 657 | review |  | 1 | each |  |  | only weak candidates: the number appears on a drawing of this building without a unit or with too few digits
2.24.4 | 658 | review |  | 1 | each |  |  | only weak candidates: the number appears on a drawing of this building without a unit or with too few digits
2.24.5 | 659 | review |  | 140 | each |  |  | only weak candidates: the number appears on a drawing of this building without a unit or with too few digits
2.24.6 | 660 | review |  | 4 | each |  |  | only weak candidates: the number appears on a drawing of this building without a unit or with too few digits
2.24.7 | 661 | not_found |  | 144 | each |  |  | no measured item and the quantity is not printed on any drawing of this building
2.24.8 | 662 | review |  | 5 | each |  |  | only weak candidates: the number appears on a drawing of this building without a unit or with too few digits
2.24.9 | 663 | review |  | 5 | each |  |  | only weak candidates: the number appears on a drawing of this building without a unit or with too few digits
2.24.10 | 664 | review |  | 1330 | m |  |  | only weak candidates: the number appears on a drawing of this building without a unit or with too few digits
2.24.11 | 665 | not_found |  | 420 | m |  |  | no measured item and the quantity is not printed on any drawing of this building
2.24.12 | 666 | not_found |  | 910 | m |  |  | no measured item and the quantity is not printed on any drawing of this building
2.24.13 | 667 | review |  | 1 | each |  |  | only weak candidates: the number appears on a drawing of this building without a unit or with too few digits
2.24.14 | 668 | review |  | 1 | each |  |  | only weak candidates: the number appears on a drawing of this building without a unit or with too few digits
2.24.15 | 669 | review |  | 140 | each |  |  | only weak candidates: the number appears on a drawing of this building without a unit or with too few digits
2.24.16 | 670 | review |  | 25 | m |  |  | only weak candidates: the number appears on a drawing of this building without a unit or with too few digits
2.24.17 | 671 | review |  | 25 | m |  |  | only weak candidates: the number appears on a drawing of this building without a unit or with too few digits
2.24.18 | 672 | review |  | 20 | m |  |  | only weak candidates: the number appears on a drawing of this building without a unit or with too few digits
2.24.19 | 673 | not_found |  | 400 | m |  |  | no measured item and the quantity is not printed on any drawing of this building
2.24.20 | 674 | not_found |  | 420 | m |  |  | no measured item and the quantity is not printed on any drawing of this building
2.24.21 | 675 | review |  | 12 | each |  |  | only weak candidates: the number appears on a drawing of this building without a unit or with too few digits
2.24.22 | 676 | review |  | 12 | each |  |  | only weak candidates: the number appears on a drawing of this building without a unit or with too few digits
2.25.1 | 678 | review |  | 1 | each |  |  | only weak candidates: the number appears on a drawing of this building without a unit or with too few digits
2.25.2 | 679 | review |  | 1 | each |  |  | only weak candidates: the number appears on a drawing of this building without a unit or with too few digits
2.25.3 | 680 | review |  | 5 | set |  |  | only weak candidates: the number appears on a drawing of this building without a unit or with too few digits
2.25.4 | 681 | not_found |  | 13 | set |  |  | no measured item and the quantity is not printed on any drawing of this building
2.25.5 | 682 | review |  | 4 | each |  |  | only weak candidates: the number appears on a drawing of this building without a unit or with too few digits
2.25.6 | 683 | review |  | 14 | each |  |  | only weak candidates: the number appears on a drawing of this building without a unit or with too few digits
2.25.7 | 684 | review |  | 1 | each |  |  | only weak candidates: the number appears on a drawing of this building without a unit or with too few digits
2.25.8 | 685 | review |  | 1 | each |  |  | only weak candidates: the number appears on a drawing of this building without a unit or with too few digits
2.25.9 | 686 | not_found |  | 2 | each |  |  | no measured item and the quantity is not printed on any drawing of this building
2.25.10 | 687 | review |  | 36 | each |  |  | only weak candidates: the number appears on a drawing of this building without a unit or with too few digits
2.25.11 | 688 | not_found |  | 320 | m |  |  | no measured item and the quantity is not printed on any drawing of this building
2.25.12 | 689 | not_found |  | 320 | m |  |  | no measured item and the quantity is not printed on any drawing of this building
2.25.13 | 690 | review |  | 1 | each |  |  | only weak candidates: the number appears on a drawing of this building without a unit or with too few digits
2.25.14 | 691 | review |  | 1 | each |  |  | only weak candidates: the number appears on a drawing of this building without a unit or with too few digits
2.25.15 | 692 | review |  | 4 | each |  |  | only weak candidates: the number appears on a drawing of this building without a unit or with too few digits
2.25.16 | 693 | review |  | 4 | each |  |  | only weak candidates: the number appears on a drawing of this building without a unit or with too few digits
2.25.17 | 694 | not_found |  | 880 | m |  |  | no measured item and the quantity is not printed on any drawing of this building
2.25.18 | 695 | not_found |  | 320 | m |  |  | no measured item and the quantity is not printed on any drawing of this building
2.25.19 | 696 | not_found |  | 560 | m |  |  | no measured item and the quantity is not printed on any drawing of this building
2.25.20 | 697 | not_found |  | 2 | each |  |  | no measured item and the quantity is not printed on any drawing of this building
2.26.1 | 699 | review |  | 1 | each |  |  | only weak candidates: the number appears on a drawing of this building without a unit or with too few digits
2.26.2 | 700 | review |  | 1 | each |  |  | only weak candidates: the number appears on a drawing of this building without a unit or with too few digits
2.26.3 | 701 | not_found |  | 2 | each |  |  | no measured item and the quantity is not printed on any drawing of this building
2.26.4 | 702 | not_found |  | 2 | each |  |  | no measured item and the quantity is not printed on any drawing of this building
2.26.5 | 703 | review |  | 36 | each |  |  | only weak candidates: the number appears on a drawing of this building without a unit or with too few digits
2.26.6 | 704 | review |  | 19 | set |  |  | only weak candidates: the number appears on a drawing of this building without a unit or with too few digits
2.26.7 | 705 | not_found |  | 55 | each |  |  | no measured item and the quantity is not printed on any drawing of this building
2.26.8 | 706 | review |  | 1 | set |  |  | only weak candidates: the number appears on a drawing of this building without a unit or with too few digits
2.26.9 | 707 | review |  | 1 | each |  |  | only weak candidates: the number appears on a drawing of this building without a unit or with too few digits
2.26.10 | 708 | review |  | 1 | each |  |  | only weak candidates: the number appears on a drawing of this building without a unit or with too few digits
2.26.11 | 709 | review |  | 1 | each |  |  | only weak candidates: the number appears on a drawing of this building without a unit or with too few digits
2.26.12 | 710 | review |  | 1 | each |  |  | only weak candidates: the number appears on a drawing of this building without a unit or with too few digits
2.26.13 | 711 | not_found |  | 740 | m |  |  | no measured item and the quantity is not printed on any drawing of this building
2.26.14 | 712 | not_found |  | 40 | m |  |  | no measured item and the quantity is not printed on any drawing of this building
2.26.15 | 713 | not_found |  | 40 | m |  |  | no measured item and the quantity is not printed on any drawing of this building
2.26.16 | 714 | not_found |  | 400 | m |  |  | no measured item and the quantity is not printed on any drawing of this building
2.26.17 | 715 | not_found |  | 420 | m |  |  | no measured item and the quantity is not printed on any drawing of this building
2.26.18 | 716 | not_found |  | 400 | m |  |  | no measured item and the quantity is not printed on any drawing of this building
2.26.19 | 717 | not_found |  | 400 | m |  |  | no measured item and the quantity is not printed on any drawing of this building
2.26.20 | 718 | review |  | 1 | each |  |  | only weak candidates: the number appears on a drawing of this building without a unit or with too few digits
2.26.21 | 719 | review |  | 1 | each |  |  | only weak candidates: the number appears on a drawing of this building without a unit or with too few digits
2.27.1 | 721 | review |  | 1 | each |  |  | only weak candidates: the number appears on a drawing of this building without a unit or with too few digits
2.27.2 | 722 | review |  | 1 | each |  |  | only weak candidates: the number appears on a drawing of this building without a unit or with too few digits
2.27.3 | 723 | review |  | 1 | each |  |  | only weak candidates: the number appears on a drawing of this building without a unit or with too few digits
2.27.4 | 724 | not_found |  | 2 | each |  |  | no measured item and the quantity is not printed on any drawing of this building
2.27.5 | 725 | not_found |  | 2 | each |  |  | no measured item and the quantity is not printed on any drawing of this building
2.27.6 | 726 | review |  | 1 | each |  |  | only weak candidates: the number appears on a drawing of this building without a unit or with too few digits
2.27.7 | 727 | review |  | 1 | each |  |  | only weak candidates: the number appears on a drawing of this building without a unit or with too few digits
2.27.8 | 728 | review |  | 1 | each |  |  | only weak candidates: the number appears on a drawing of this building without a unit or with too few digits
2.27.9 | 729 | review |  | 1 | each |  |  | only weak candidates: the number appears on a drawing of this building without a unit or with too few digits
2.27.10 | 730 | not_found |  | 13 | each |  |  | no measured item and the quantity is not printed on any drawing of this building
2.27.11 | 731 | not_found |  | 13 | each |  |  | no measured item and the quantity is not printed on any drawing of this building
2.27.12 | 732 | not_found |  | 23 | each |  |  | no measured item and the quantity is not printed on any drawing of this building
2.27.13 | 733 | not_found |  | 23 | each |  |  | no measured item and the quantity is not printed on any drawing of this building
2.27.14 | 734 | review |  | 1 | each |  |  | only weak candidates: the number appears on a drawing of this building without a unit or with too few digits
2.27.15 | 735 | review |  | 1 | each |  |  | only weak candidates: the number appears on a drawing of this building without a unit or with too few digits
2.27.16 | 736 | not_found |  | 2 | each |  |  | no measured item and the quantity is not printed on any drawing of this building
2.27.17 | 737 | review |  | 1 | each |  |  | only weak candidates: the number appears on a drawing of this building without a unit or with too few digits
2.27.18 | 738 | review |  | 1 | each |  |  | only weak candidates: the number appears on a drawing of this building without a unit or with too few digits
2.27.19 | 739 | review |  | 50 | m |  |  | only weak candidates: the number appears on a drawing of this building without a unit or with too few digits
2.27.20 | 740 | printed | 1580 | 1580 | m | stated | Hadrut DEPO/YRS - VM - Xocavənd/YRS - VN -9335 hadrut xocevend (SON).dwg | 1580 m is printed on YRS - VN -9335 hadrut xocevend (SON).dwg sheet 9337- 1- RS, next to the words kabel
2.27.21 | 741 | review |  | 1630 | m |  |  | only weak candidates: the number appears on a drawing of this building without a unit or with too few digits
2.27.22 | 742 | review |  | 1 | each |  |  | only weak candidates: the number appears on a drawing of this building without a unit or with too few digits
2.27.23 | 743 | review |  | 1 | each |  |  | only weak candidates: the number appears on a drawing of this building without a unit or with too few digits
2.27.24 | 744 | review |  | 1 | each |  |  | only weak candidates: the number appears on a drawing of this building without a unit or with too few digits
2.28.1 | 746 | not_found |  | 2 | each |  |  | no measured item and the quantity is not printed on any drawing of this building
2.28.2 | 747 | review |  | 1 | each |  |  | only weak candidates: the number appears on a drawing of this building without a unit or with too few digits
2.28.3 | 748 | review |  | 1 | each |  |  | only weak candidates: the number appears on a drawing of this building without a unit or with too few digits
2.28.4 | 749 | review |  | 1 | set |  |  | only weak candidates: the number appears on a drawing of this building without a unit or with too few digits
2.28.5 | 750 | review |  | 1 | each |  |  | only weak candidates: the number appears on a drawing of this building without a unit or with too few digits
2.28.6 | 751 | review |  | 1 | each |  |  | only weak candidates: the number appears on a drawing of this building without a unit or with too few digits
2.28.7 | 752 | not_found |  | 2 | each |  |  | no measured item and the quantity is not printed on any drawing of this building
2.28.8 | 753 | not_found |  | 2 | each |  |  | no measured item and the quantity is not printed on any drawing of this building
2.28.9 | 754 | not_found |  | 40 | m |  |  | no measured item and the quantity is not printed on any drawing of this building
2.28.10 | 755 | not_found |  | 400 | m |  |  | no measured item and the quantity is not printed on any drawing of this building
2.28.11 | 756 | not_found |  | 440 | m |  |  | no measured item and the quantity is not printed on any drawing of this building
2.28.12 | 757 | not_found |  | 2 | each |  |  | no measured item and the quantity is not printed on any drawing of this building
2.28.13 | 758 | review |  | 10 | each |  |  | only weak candidates: the number appears on a drawing of this building without a unit or with too few digits
2.28.14 | 759 | review |  | 10 | each |  |  | only weak candidates: the number appears on a drawing of this building without a unit or with too few digits
2.28.15 | 760 | review |  | 12 | kg |  |  | only weak candidates: the number appears on a drawing of this building without a unit or with too few digits
2.28.16 | 761 | review |  | 20 | m |  |  | only weak candidates: the number appears on a drawing of this building without a unit or with too few digits
2.28.17 | 762 | review |  | 20 | m |  |  | only weak candidates: the number appears on a drawing of this building without a unit or with too few digits
2.28.18 | 763 | not_found |  | 13.38 | kg |  |  | no measured item and the quantity is not printed on any drawing of this building
2.28.19 | 764 | not_found |  | 15 | m |  |  | no measured item and the quantity is not printed on any drawing of this building
2.29.1 | 766 | review |  | 1 | each |  |  | only weak candidates: the number appears on a drawing of this building without a unit or with too few digits
2.29.2 | 767 | review |  | 1 | each |  |  | only weak candidates: the number appears on a drawing of this building without a unit or with too few digits
2.29.3 | 768 | review |  | 1 | each |  |  | only weak candidates: the number appears on a drawing of this building without a unit or with too few digits
2.29.4 | 769 | review |  | 1 | each |  |  | only weak candidates: the number appears on a drawing of this building without a unit or with too few digits
2.29.5 | 770 | review |  | 1 | each |  |  | only weak candidates: the number appears on a drawing of this building without a unit or with too few digits
2.29.6 | 771 | review |  | 1 | each |  |  | only weak candidates: the number appears on a drawing of this building without a unit or with too few digits
2.29.7 | 772 | not_found |  | 2 | each |  |  | no measured item and the quantity is not printed on any drawing of this building
2.29.8 | 773 | not_found |  | 2 | each |  |  | no measured item and the quantity is not printed on any drawing of this building
2.29.9 | 774 | not_found |  | 60 | m |  |  | no measured item and the quantity is not printed on any drawing of this building
2.29.10 | 775 | not_found |  | 100 | m |  |  | no measured item and the quantity is not printed on any drawing of this building
2.29.11 | 776 | not_found |  | 55 | m |  |  | no measured item and the quantity is not printed on any drawing of this building
2.29.12 | 777 | not_found |  | 105 | m |  |  | no measured item and the quantity is not printed on any drawing of this building
2.29.13 | 778 | review |  | 1 | each |  |  | only weak candidates: the number appears on a drawing of this building without a unit or with too few digits
2.29.14 | 779 | review |  | 1 | each |  |  | only weak candidates: the number appears on a drawing of this building without a unit or with too few digits
2.29.15 | 780 | review |  | 1 | each |  |  | only weak candidates: the number appears on a drawing of this building without a unit or with too few digits
2.29.16 | 781 | not_found |  | 55 | m |  |  | no measured item and the quantity is not printed on any drawing of this building
2.29.17 | 782 | not_found |  | 55 | m |  |  | no measured item and the quantity is not printed on any drawing of this building
2.30.1 | 784 | not_found |  | 2 | m |  |  | no measured item and the quantity is not printed on any drawing of this building
2.30.2 | 785 | review |  | 1 | each |  |  | only weak candidates: the number appears on a drawing of this building without a unit or with too few digits
2.30.3 | 786 | review |  | 1 | each |  |  | only weak candidates: the number appears on a drawing of this building without a unit or with too few digits
2.30.4 | 787 | review |  | 1 | each |  |  | only weak candidates: the number appears on a drawing of this building without a unit or with too few digits
2.30.5 | 788 | review |  | 1 | each |  |  | only weak candidates: the number appears on a drawing of this building without a unit or with too few digits
2.30.6 | 789 | review |  | 1 | each |  |  | only weak candidates: the number appears on a drawing of this building without a unit or with too few digits
2.30.7 | 790 | review |  | 1 | each |  |  | only weak candidates: the number appears on a drawing of this building without a unit or with too few digits
2.30.8 | 791 | review |  | 1 | set |  |  | only weak candidates: the number appears on a drawing of this building without a unit or with too few digits
2.30.9 | 792 | review |  | 1 | each |  |  | only weak candidates: the number appears on a drawing of this building without a unit or with too few digits
2.30.10 | 793 | review |  | 1 | each |  |  | only weak candidates: the number appears on a drawing of this building without a unit or with too few digits
2.30.11 | 794 | review |  | 1 | each |  |  | only weak candidates: the number appears on a drawing of this building without a unit or with too few digits
2.30.12 | 795 | not_found |  | 2 | each |  |  | no measured item and the quantity is not printed on any drawing of this building
2.30.13 | 796 | review |  | 4 | set |  |  | only weak candidates: the number appears on a drawing of this building without a unit or with too few digits
2.30.14 | 797 | not_found |  | 2 | set |  |  | no measured item and the quantity is not printed on any drawing of this building
2.30.15 | 798 | review |  | 17 | each |  |  | only weak candidates: the number appears on a drawing of this building without a unit or with too few digits
2.30.16 | 799 | review |  | 17 | each |  |  | only weak candidates: the number appears on a drawing of this building without a unit or with too few digits
2.30.17 | 800 | not_found |  | 26 | each |  |  | no measured item and the quantity is not printed on any drawing of this building
2.30.18 | 801 | review |  | 5 | each |  |  | only weak candidates: the number appears on a drawing of this building without a unit or with too few digits
2.30.19 | 802 | review |  | 4 | each |  |  | only weak candidates: the number appears on a drawing of this building without a unit or with too few digits
2.30.20 | 803 | review |  | 8 | each |  |  | only weak candidates: the number appears on a drawing of this building without a unit or with too few digits
2.30.21 | 804 | review |  | 5 | each |  |  | only weak candidates: the number appears on a drawing of this building without a unit or with too few digits
2.30.22 | 805 | review |  | 8 | each |  |  | only weak candidates: the number appears on a drawing of this building without a unit or with too few digits
2.30.23 | 806 | review |  | 4 | each |  |  | only weak candidates: the number appears on a drawing of this building without a unit or with too few digits
2.30.24 | 807 | review |  | 4 | each |  |  | only weak candidates: the number appears on a drawing of this building without a unit or with too few digits
2.30.25 | 808 | not_found |  | 2 | each |  |  | no measured item and the quantity is not printed on any drawing of this building
2.30.26 | 809 | review |  | 1 | set |  |  | only weak candidates: the number appears on a drawing of this building without a unit or with too few digits
2.30.27 | 810 | not_found |  | 2 | each |  |  | no measured item and the quantity is not printed on any drawing of this building
2.30.28 | 811 | review |  | 1 | each |  |  | only weak candidates: the number appears on a drawing of this building without a unit or with too few digits
2.30.29 | 812 | not_found |  | 2 | each |  |  | no measured item and the quantity is not printed on any drawing of this building
2.30.30 | 813 | review |  | 1 | each |  |  | only weak candidates: the number appears on a drawing of this building without a unit or with too few digits
2.30.31 | 814 | review |  | 1 | each |  |  | only weak candidates: the number appears on a drawing of this building without a unit or with too few digits
2.30.32 | 815 | review |  | 68 | each |  |  | only weak candidates: the number appears on a drawing of this building without a unit or with too few digits
2.30.33 | 816 | review |  | 4 | each |  |  | only weak candidates: the number appears on a drawing of this building without a unit or with too few digits
2.30.34 | 817 | review |  | 1 | each |  |  | only weak candidates: the number appears on a drawing of this building without a unit or with too few digits
2.30.35 | 818 | not_found |  | 15 | each |  |  | no measured item and the quantity is not printed on any drawing of this building
2.30.36 | 819 | review |  | 1 | each |  |  | only weak candidates: the number appears on a drawing of this building without a unit or with too few digits
2.30.37 | 820 | review |  | 1 | each |  |  | only weak candidates: the number appears on a drawing of this building without a unit or with too few digits
2.30.38 | 821 | review |  | 1 | each |  |  | only weak candidates: the number appears on a drawing of this building without a unit or with too few digits
2.30.39 | 822 | review |  | 1 | each |  |  | only weak candidates: the number appears on a drawing of this building without a unit or with too few digits
2.30.40 | 823 | review |  | 1 | each |  |  | only weak candidates: the number appears on a drawing of this building without a unit or with too few digits
2.30.41 | 824 | review |  | 1 | each |  |  | only weak candidates: the number appears on a drawing of this building without a unit or with too few digits
2.30.42 | 825 | not_found |  | 3 | each |  |  | no measured item and the quantity is not printed on any drawing of this building
2.30.43 | 826 | review |  | 4 | each |  |  | only weak candidates: the number appears on a drawing of this building without a unit or with too few digits
2.30.44 | 827 | review |  | 4 | each |  |  | only weak candidates: the number appears on a drawing of this building without a unit or with too few digits
2.30.45 | 828 | review |  | 4 | each |  |  | only weak candidates: the number appears on a drawing of this building without a unit or with too few digits
2.30.46 | 829 | not_found |  | 2 | each |  |  | no measured item and the quantity is not printed on any drawing of this building
2.30.47 | 830 | not_found |  | 2 | each |  |  | no measured item and the quantity is not printed on any drawing of this building
2.30.48 | 831 | review |  | 1 | each |  |  | only weak candidates: the number appears on a drawing of this building without a unit or with too few digits
2.30.49 | 832 | review |  | 1 | each |  |  | only weak candidates: the number appears on a drawing of this building without a unit or with too few digits
2.30.50 | 833 | review |  | 1 | each |  |  | only weak candidates: the number appears on a drawing of this building without a unit or with too few digits
2.30.51 | 834 | review |  | 1 | each |  |  | only weak candidates: the number appears on a drawing of this building without a unit or with too few digits
2.30.52 | 835 | not_found |  | 2 | each |  |  | no measured item and the quantity is not printed on any drawing of this building
2.31.1 | 837 | review |  | 1 | each |  |  | only weak candidates: the number appears on a drawing of this building without a unit or with too few digits
2.31.2 | 838 | review |  | 1 | set |  |  | only weak candidates: the number appears on a drawing of this building without a unit or with too few digits
2.31.3 | 839 | review |  | 1 | each |  |  | only weak candidates: the number appears on a drawing of this building without a unit or with too few digits
2.31.4 | 840 | review |  | 4 | each |  |  | only weak candidates: the number appears on a drawing of this building without a unit or with too few digits
2.31.5 | 841 | not_found |  | 3 | each |  |  | no measured item and the quantity is not printed on any drawing of this building
2.31.6 | 842 | review |  | 14 | each |  |  | only weak candidates: the number appears on a drawing of this building without a unit or with too few digits
2.31.7 | 843 | not_found |  | 2 | each |  |  | no measured item and the quantity is not printed on any drawing of this building
2.31.8 | 844 | review |  | 1 | each |  |  | only weak candidates: the number appears on a drawing of this building without a unit or with too few digits
2.31.9 | 845 | not_found |  | 2 | each |  |  | no measured item and the quantity is not printed on any drawing of this building
2.31.10 | 846 | review |  | 6 | each |  |  | only weak candidates: the number appears on a drawing of this building without a unit or with too few digits
2.31.11 | 847 | review |  | 6 | each |  |  | only weak candidates: the number appears on a drawing of this building without a unit or with too few digits
2.31.12 | 848 | not_found |  | 15 | each |  |  | no measured item and the quantity is not printed on any drawing of this building
2.31.13 | 849 | review |  | 16 | each |  |  | only weak candidates: the number appears on a drawing of this building without a unit or with too few digits
2.31.14 | 850 | not_found |  | 2 | each |  |  | no measured item and the quantity is not printed on any drawing of this building
2.31.15 | 851 | review |  | 4 | each |  |  | only weak candidates: the number appears on a drawing of this building without a unit or with too few digits
2.31.16 | 852 | review |  | 1 | each |  |  | only weak candidates: the number appears on a drawing of this building without a unit or with too few digits
2.31.17 | 853 | review |  | 6 | each |  |  | only weak candidates: the number appears on a drawing of this building without a unit or with too few digits
2.31.18 | 854 | review |  | 1 | each |  |  | only weak candidates: the number appears on a drawing of this building without a unit or with too few digits
2.31.19 | 855 | review |  | 5 | each |  |  | only weak candidates: the number appears on a drawing of this building without a unit or with too few digits
2.31.20 | 856 | review |  | 14 | each |  |  | only weak candidates: the number appears on a drawing of this building without a unit or with too few digits
2.31.21 | 857 | review |  | 12 | each |  |  | only weak candidates: the number appears on a drawing of this building without a unit or with too few digits
2.31.22 | 858 | not_found |  | 18 | each |  |  | no measured item and the quantity is not printed on any drawing of this building
2.31.23 | 859 | review |  | 8 | each |  |  | only weak candidates: the number appears on a drawing of this building without a unit or with too few digits
2.31.24 | 860 | review |  | 8 | each |  |  | only weak candidates: the number appears on a drawing of this building without a unit or with too few digits
2.31.25 | 861 | not_found |  | 24 | each |  |  | no measured item and the quantity is not printed on any drawing of this building
2.31.26 | 862 | review |  | 6 | each |  |  | only weak candidates: the number appears on a drawing of this building without a unit or with too few digits
2.31.27 | 863 | review |  | 1 | each |  |  | only weak candidates: the number appears on a drawing of this building without a unit or with too few digits
2.31.28 | 864 | review |  | 7 | each |  |  | only weak candidates: the number appears on a drawing of this building without a unit or with too few digits
2.31.29 | 865 | not_found |  | 55 | each |  |  | no measured item and the quantity is not printed on any drawing of this building
2.31.30 | 866 | review |  | 7 | set |  |  | only weak candidates: the number appears on a drawing of this building without a unit or with too few digits
2.31.31 | 867 | review |  | 1 | m |  |  | only weak candidates: the number appears on a drawing of this building without a unit or with too few digits
2.31.32 | 868 | review |  | 1 | each |  |  | only weak candidates: the number appears on a drawing of this building without a unit or with too few digits
2.31.33 | 869 | review |  | 1 | each |  |  | only weak candidates: the number appears on a drawing of this building without a unit or with too few digits
2.31.34 | 870 | review |  | 1 | each |  |  | only weak candidates: the number appears on a drawing of this building without a unit or with too few digits
2.31.35 | 871 | review |  | 1 | each |  |  | only weak candidates: the number appears on a drawing of this building without a unit or with too few digits
3.1.1 | 873 | not_found |  | 32 | m³ |  |  | no measured item and the quantity is not printed on any drawing of this building
3.1.2 | 874 | not_found |  | 1 | m³ |  |  | no measured item and the quantity is not printed on any drawing of this building
3.1.3 | 875 | not_found |  | 21 | m³ |  |  | no measured item and the quantity is not printed on any drawing of this building
3.1.4 | 876 | not_found |  | 21 | m³ |  |  | no measured item and the quantity is not printed on any drawing of this building
3.1.5 | 877 | not_found |  | 5 | m³ |  |  | no measured item and the quantity is not printed on any drawing of this building
3.2.1 | 879 | not_found |  | 2.9 | m³ |  |  | no measured item and the quantity is not printed on any drawing of this building
3.2.2 | 880 | not_found |  | 2.9 | m³ |  |  | no measured item and the quantity is not printed on any drawing of this building
3.2.3 | 881 | not_found |  | 0.64 | m³ |  |  | no measured item and the quantity is not printed on any drawing of this building
3.2.4 | 882 | printed | 1.92 | 1.92 | m³ | stated | Hadrut DEPO/Xocavend dk/9335 Xocavend nezaretci otagi dk.dwg | 1.92 m³ is printed on 9335 Xocavend nezaretci otagi dk.dwg sheet 9335 - 8 - MT, next to the words beton
3.2.5 | 883 | not_found |  | 0.034 | t |  |  | no measured item and the quantity is not printed on any drawing of this building
3.2.6 | 884 | not_found |  | 0.092 | t |  |  | no measured item and the quantity is not printed on any drawing of this building
3.2.7 | 885 | not_found |  | 7 | m² |  |  | no measured item and the quantity is not printed on any drawing of this building
3.2.8 | 886 | not_found |  | 21 | m² |  |  | no measured item and the quantity is not printed on any drawing of this building
3.2.9 | 887 | not_found |  | 0.256 | m³ |  |  | no measured item and the quantity is not printed on any drawing of this building
3.2.10 | 888 | not_found |  | 0.256 | m³ |  |  | no measured item and the quantity is not printed on any drawing of this building
3.3.1 | 890 | not_found |  | 1.56 | m³ |  |  | no measured item and the quantity is not printed on any drawing of this building
3.3.2 | 891 | not_found |  | 0.111 | t |  |  | no measured item and the quantity is not printed on any drawing of this building
3.3.3 | 892 | not_found |  | 0.072 | t |  |  | no measured item and the quantity is not printed on any drawing of this building
3.3.4 | 893 | review |  | 0.86 | m³ |  |  | only weak candidates: the number appears on a drawing of this building without a unit or with too few digits
3.3.5 | 894 | not_found |  | 0.005 | t |  |  | no measured item and the quantity is not printed on any drawing of this building
3.3.6 | 895 | not_found |  | 0.078 | t |  |  | no measured item and the quantity is not printed on any drawing of this building
3.3.7 | 896 | review |  | 0.2 | m³ |  |  | only weak candidates: the number appears on a drawing of this building without a unit or with too few digits
3.3.8 | 897 | review |  | 0.01 | t |  |  | only weak candidates: the number appears on a drawing of this building without a unit or with too few digits
3.3.9 | 898 | not_found |  | 0.048 | t |  |  | no measured item and the quantity is not printed on any drawing of this building
3.3.10 | 899 | review |  | 0.14 | m³ |  |  | only weak candidates: the number appears on a drawing of this building without a unit or with too few digits
3.3.11 | 900 | not_found |  | 0.017 | t |  |  | no measured item and the quantity is not printed on any drawing of this building
3.3.12 | 901 | not_found |  | 0.028 | t |  |  | no measured item and the quantity is not printed on any drawing of this building
3.3.13 | 902 | review |  | 0.29 | m³ |  |  | only weak candidates: the number appears on a drawing of this building without a unit or with too few digits
3.3.14 | 903 | not_found |  | 0.009 | t |  |  | no measured item and the quantity is not printed on any drawing of this building
3.3.15 | 904 | not_found |  | 0.015 | t |  |  | no measured item and the quantity is not printed on any drawing of this building
3.4.1 | 906 | not_found |  | 16.5 | m² |  |  | no measured item and the quantity is not printed on any drawing of this building
3.4.2 | 907 | not_found |  | 0.055 | t |  |  | no measured item and the quantity is not printed on any drawing of this building
3.5.1 | 909 | not_found |  | 2.56 | m² |  |  | no measured item and the quantity is not printed on any drawing of this building
3.5.2 | 910 | not_found |  | 0.154 | m³ |  |  | no measured item and the quantity is not printed on any drawing of this building
3.5.3 | 911 | not_found |  | 2.56 | m² |  |  | no measured item and the quantity is not printed on any drawing of this building
3.5.4 | 912 | not_found |  | 2.56 | m² |  |  | no measured item and the quantity is not printed on any drawing of this building
3.5.5 | 913 | matched | 0.23 | 0.23 | m³ | schedule | guard_roof_timber | equals Guard room, roof timber total
3.5.6 | 914 | matched | 9.6 | 9.6 | m² | stated | guard_roof_tile | equals Guard room, metal roof tile area
3.5.7 | 915 | printed | 12.8 | 12.8 | m | stated | Hadrut DEPO/YRS - VM - Xocavənd/YRS - VM - XOCAVEND-NƏZARƏT.dwg | 12.8 m is printed on YRS - VM - XOCAVEND-NƏZARƏT.dwg sheet 9336-08-MT, written with its unit m
3.5.8 | 916 | not_found |  | 6.6 | m |  |  | no measured item and the quantity is not printed on any drawing of this building
3.5.9 | 917 | not_found |  | 6.6 | m |  |  | no measured item and the quantity is not printed on any drawing of this building
3.6.1 | 919 | not_found |  | 2.64 | m² |  |  | no measured item and the quantity is not printed on any drawing of this building
3.6.2 | 920 | not_found |  | 1.68 | m² |  |  | no measured item and the quantity is not printed on any drawing of this building
3.6.3 | 921 | not_found |  | 1 | each |  |  | no measured item and the quantity is not printed on any drawing of this building
3.6.4 | 922 | not_found |  | 1 | each |  |  | no measured item and the quantity is not printed on any drawing of this building
3.7.1 | 924 | review |  | 2.6 | m² |  |  | only weak candidates: the number appears on a drawing of this building without a unit or with too few digits
3.7.2 | 925 | review |  | 2.6 | m² |  |  | only weak candidates: the number appears on a drawing of this building without a unit or with too few digits
3.7.3 | 926 | review |  | 2.6 | m² |  |  | only weak candidates: the number appears on a drawing of this building without a unit or with too few digits
3.8.1 | 928 | review |  | 2.2 | m² |  |  | only weak candidates: the number appears on a drawing of this building without a unit or with too few digits
3.8.2 | 929 | review |  | 2.2 | m² |  |  | only weak candidates: the number appears on a drawing of this building without a unit or with too few digits
3.9.1 | 931 | review |  | 2.6 | m² |  |  | only weak candidates: the number appears on a drawing of this building without a unit or with too few digits
3.9.2 | 932 | review |  | 2.6 | m² |  |  | only weak candidates: the number appears on a drawing of this building without a unit or with too few digits
3.9.3 | 933 | review |  | 14.94 | m² |  |  | only weak candidates: the number appears on a drawing of this building without a unit or with too few digits
3.9.4 | 934 | review |  | 14.94 | m² |  |  | only weak candidates: the number appears on a drawing of this building without a unit or with too few digits
3.10.1 | 936 | printed | 33.2 | 33.2 | m² | stated | Hadrut DEPO/9335/9335 nəzarətçi otağı.pdf | 33.2 m² is printed on 9335 nəzarətçi otağı.pdf, next to the words mehlul, sement
3.10.2 | 937 | printed | 33.2 | 33.2 | m² | stated | Hadrut DEPO/9335/9335 nəzarətçi otağı.pdf | 33.2 m² is printed on 9335 nəzarətçi otağı.pdf, next to the words fasadl, rengle
3.11.1 | 939 | not_found |  | 1 | each |  |  | no measured item and the quantity is not printed on any drawing of this building
3.11.2 | 940 | not_found |  | 1 | each |  |  | no measured item and the quantity is not printed on any drawing of this building
3.11.3 | 941 | not_found |  | 1 | each |  |  | no measured item and the quantity is not printed on any drawing of this building
3.11.4 | 942 | not_found |  | 2 | each |  |  | no measured item and the quantity is not printed on any drawing of this building
3.11.5 | 943 | not_found |  | 4 | each |  |  | no measured item and the quantity is not printed on any drawing of this building
3.11.6 | 944 | not_found |  | 7 | each |  |  | no measured item and the quantity is not printed on any drawing of this building
3.11.7 | 945 | not_found |  | 1 | each |  |  | no measured item and the quantity is not printed on any drawing of this building
3.11.8 | 946 | not_found |  | 1 | each |  |  | no measured item and the quantity is not printed on any drawing of this building
3.11.9 | 947 | not_found |  | 1 | each |  |  | no measured item and the quantity is not printed on any drawing of this building
3.11.10 | 948 | not_found |  | 2 | each |  |  | no measured item and the quantity is not printed on any drawing of this building
3.11.11 | 949 | not_found |  | 3 | each |  |  | no measured item and the quantity is not printed on any drawing of this building
3.11.12 | 950 | not_found |  | 1 | each |  |  | no measured item and the quantity is not printed on any drawing of this building
3.11.13 | 951 | not_found |  | 1 | each |  |  | no measured item and the quantity is not printed on any drawing of this building
3.11.14 | 952 | not_found |  | 1 | each |  |  | no measured item and the quantity is not printed on any drawing of this building
3.11.15 | 953 | not_found |  | 1 | each |  |  | no measured item and the quantity is not printed on any drawing of this building
3.11.16 | 954 | not_found |  | 1 | each |  |  | no measured item and the quantity is not printed on any drawing of this building
3.11.17 | 955 | not_found |  | 2 | each |  |  | no measured item and the quantity is not printed on any drawing of this building
3.11.18 | 956 | not_found |  | 2 | each |  |  | no measured item and the quantity is not printed on any drawing of this building
3.11.19 | 957 | not_found |  | 4 | each |  |  | no measured item and the quantity is not printed on any drawing of this building
3.11.20 | 958 | not_found |  | 5 | each |  |  | no measured item and the quantity is not printed on any drawing of this building
3.11.21 | 959 | not_found |  | 60 | m |  |  | no measured item and the quantity is not printed on any drawing of this building
3.11.22 | 960 | not_found |  | 60 | m |  |  | no measured item and the quantity is not printed on any drawing of this building
3.11.23 | 961 | not_found |  | 40 | m |  |  | no measured item and the quantity is not printed on any drawing of this building
3.11.24 | 962 | not_found |  | 20 | m |  |  | no measured item and the quantity is not printed on any drawing of this building
3.11.25 | 963 | not_found |  | 60 | m |  |  | no measured item and the quantity is not printed on any drawing of this building
3.11.26 | 964 | not_found |  | 8.03 | kg |  |  | no measured item and the quantity is not printed on any drawing of this building
3.11.27 | 965 | not_found |  | 1 | each |  |  | no measured item and the quantity is not printed on any drawing of this building
3.11.28 | 966 | not_found |  | 5 | m |  |  | no measured item and the quantity is not printed on any drawing of this building
3.11.29 | 967 | not_found |  | 5 | m |  |  | no measured item and the quantity is not printed on any drawing of this building
3.11.30 | 968 | not_found |  | 5 | m |  |  | no measured item and the quantity is not printed on any drawing of this building
3.11.31 | 969 | not_found |  | 5 | m |  |  | no measured item and the quantity is not printed on any drawing of this building
3.12.1 | 971 | not_found |  | 1 | set |  |  | no measured item and the quantity is not printed on any drawing of this building
3.12.2 | 972 | not_found |  | 1 | each |  |  | no measured item and the quantity is not printed on any drawing of this building
3.12.3 | 973 | not_found |  | 1 | each |  |  | no measured item and the quantity is not printed on any drawing of this building
3.12.4 | 974 | not_found |  | 1 | each |  |  | no measured item and the quantity is not printed on any drawing of this building
3.12.5 | 975 | not_found |  | 15 | m |  |  | no measured item and the quantity is not printed on any drawing of this building
3.12.6 | 976 | not_found |  | 15 | m |  |  | no measured item and the quantity is not printed on any drawing of this building
3.12.7 | 977 | not_found |  | 1 | each |  |  | no measured item and the quantity is not printed on any drawing of this building
3.12.8 | 978 | not_found |  | 1 | each |  |  | no measured item and the quantity is not printed on any drawing of this building
3.12.9 | 979 | not_found |  | 20 | m |  |  | no measured item and the quantity is not printed on any drawing of this building
3.12.10 | 980 | not_found |  | 15 | m |  |  | no measured item and the quantity is not printed on any drawing of this building
3.12.11 | 981 | not_found |  | 5 | m |  |  | no measured item and the quantity is not printed on any drawing of this building
3.13.1 | 983 | not_found |  | 1 | each |  |  | no measured item and the quantity is not printed on any drawing of this building
3.13.2 | 984 | not_found |  | 1 | each |  |  | no measured item and the quantity is not printed on any drawing of this building
3.13.3 | 985 | not_found |  | 1 | each |  |  | no measured item and the quantity is not printed on any drawing of this building
3.13.4 | 986 | not_found |  | 1 | each |  |  | no measured item and the quantity is not printed on any drawing of this building
3.13.5 | 987 | not_found |  | 5 | m |  |  | no measured item and the quantity is not printed on any drawing of this building
3.13.6 | 988 | not_found |  | 3 | m |  |  | no measured item and the quantity is not printed on any drawing of this building
3.13.7 | 989 | not_found |  | 8 | m |  |  | no measured item and the quantity is not printed on any drawing of this building
3.13.8 | 990 | not_found |  | 1 | each |  |  | no measured item and the quantity is not printed on any drawing of this building
3.13.9 | 991 | not_found |  | 1 | each |  |  | no measured item and the quantity is not printed on any drawing of this building
4.1.1 | 993 | not_found |  | 203 | m³ |  |  | no measured item and the quantity is not printed on any drawing of this building
4.1.2 | 994 | not_found |  | 6 | m³ |  |  | no measured item and the quantity is not printed on any drawing of this building
4.1.3 | 995 | not_found |  | 86 | m³ |  |  | no measured item and the quantity is not printed on any drawing of this building
4.1.4 | 996 | not_found |  | 21 | m³ |  |  | no measured item and the quantity is not printed on any drawing of this building
4.1.5 | 997 | not_found |  | 86 | m³ |  |  | no measured item and the quantity is not printed on any drawing of this building
4.1.6 | 998 | not_found |  | 132 | m³ |  |  | no measured item and the quantity is not printed on any drawing of this building
4.2.1 | 1000 | printed | 13.86 | 13.86 | m³ | derived | Hadrut DEPO/Xocavend dk/9335 Xocevend-telim qullesi dk.dwg | 0.42 + 13.44 = 13.86, both printed on 9335 Xocevend-telim qullesi dk.dwg
4.2.2 | 1001 | not_found |  | 6.93 | m³ |  |  | no measured item and the quantity is not printed on any drawing of this building
4.2.3 | 1002 | printed | 52.67 | 52.67 | m³ | stated | Hadrut DEPO/Xocavend dk/9335 Xocevend-telim qullesi dk.dwg | 52.67 m³ is printed on 9335 Xocevend-telim qullesi dk.dwg sheet 9335- 06 - DK, next to the words beton
4.2.4 | 1003 | not_found |  | 0.018 | t |  |  | no measured item and the quantity is not printed on any drawing of this building
4.2.5 | 1004 | not_found |  | 5.888 | t |  |  | no measured item and the quantity is not printed on any drawing of this building
4.2.6 | 1005 | printed | 127.2 | 127.2 | m² | derived | Hadrut DEPO/Xocavend dk/9335 Xocevend-telim qullesi dk.dwg | 132.36 − 5.2 = 127.2, both printed on 9335 Xocevend-telim qullesi dk.dwg
4.2.7 | 1006 | printed | 127.2 | 127.2 | m² | derived | Hadrut DEPO/Xocavend dk/9335 Xocevend-telim qullesi dk.dwg | 132.36 − 5.2 = 127.2, both printed on 9335 Xocevend-telim qullesi dk.dwg
4.2.8 | 1007 | printed | 156.9 | 156.9 | m² | derived | Hadrut DEPO/Xocavend dk/9335 Xocevend-telim qullesi dk.dwg | 0.76 + 156.16 = 156.9, both printed on 9335 Xocevend-telim qullesi dk.dwg
4.3.1 | 1009 | printed | 26.84 | 26.84 | m³ | derived | Hadrut DEPO/Xocavend dk/9335 Xocevend-telim qullesi dk.dwg | 27.16 − 0.32 = 26.84, both printed on 9335 Xocevend-telim qullesi dk.dwg
4.3.2 | 1010 | not_found |  | 1.68 | m³ |  |  | no measured item and the quantity is not printed on any drawing of this building
4.3.3 | 1011 | not_found |  | 0.96 | t |  |  | no measured item and the quantity is not printed on any drawing of this building
4.3.4 | 1012 | not_found |  | 4.795 | t |  |  | no measured item and the quantity is not printed on any drawing of this building
4.3.5 | 1013 | printed | 17.84 | 17.84 | m³ | derived | Hadrut DEPO/Xocavend dk/9335 Xocevend-telim qullesi dk.dwg | 18.92 − 1.08 = 17.84, both printed on 9335 Xocevend-telim qullesi dk.dwg
4.3.6 | 1014 | not_found |  | 1.27 | t |  |  | no measured item and the quantity is not printed on any drawing of this building
4.3.7 | 1015 | not_found |  | 4.06 | t |  |  | no measured item and the quantity is not printed on any drawing of this building
4.3.8 | 1016 | not_found |  | 3.07 | m³ |  |  | no measured item and the quantity is not printed on any drawing of this building
4.3.9 | 1017 | not_found |  | 0.184 | t |  |  | no measured item and the quantity is not printed on any drawing of this building
4.3.10 | 1018 | not_found |  | 0.367 | t |  |  | no measured item and the quantity is not printed on any drawing of this building
4.3.11 | 1019 | printed | 27.58 | 27.58 | m³ | derived | Hadrut DEPO/Xocavend dk/9335 Xocevend-telim qullesi dk.dwg | 0.42 + 27.16 = 27.58, both printed on 9335 Xocevend-telim qullesi dk.dwg
4.3.12 | 1020 | not_found |  | 0.208 | t |  |  | no measured item and the quantity is not printed on any drawing of this building
4.3.13 | 1021 | not_found |  | 3.096 | t |  |  | no measured item and the quantity is not printed on any drawing of this building
4.3.14 | 1022 | not_found |  | 9.32 | m³ |  |  | no measured item and the quantity is not printed on any drawing of this building
4.3.15 | 1023 | not_found |  | 0.255 | t |  |  | no measured item and the quantity is not printed on any drawing of this building
4.3.16 | 1024 | not_found |  | 1.76 | t |  |  | no measured item and the quantity is not printed on any drawing of this building
4.3.17 | 1025 | review |  | 4.32 | m³ |  |  | only weak candidates: the number appears on a drawing of this building without a unit or with too few digits
4.3.18 | 1026 | not_found |  | 0.216 | t |  |  | no measured item and the quantity is not printed on any drawing of this building
4.3.19 | 1027 | not_found |  | 0.684 | t |  |  | no measured item and the quantity is not printed on any drawing of this building
4.3.20 | 1028 | not_found |  | 0.128 | m³ |  |  | no measured item and the quantity is not printed on any drawing of this building
4.3.21 | 1029 | not_found |  | 0.015 | t |  |  | no measured item and the quantity is not printed on any drawing of this building
4.3.22 | 1030 | not_found |  | 0.017 | t |  |  | no measured item and the quantity is not printed on any drawing of this building
4.3.23 | 1031 | not_found |  | 0.36 | m³ |  |  | no measured item and the quantity is not printed on any drawing of this building
4.3.24 | 1032 | review |  | 0.01 | t |  |  | only weak candidates: the number appears on a drawing of this building without a unit or with too few digits
4.3.25 | 1033 | not_found |  | 0.033 | t |  |  | no measured item and the quantity is not printed on any drawing of this building
4.3.26 | 1034 | not_found |  | 7 | m |  |  | no measured item and the quantity is not printed on any drawing of this building
4.3.27 | 1035 | not_found |  | 0.11 | t |  |  | no measured item and the quantity is not printed on any drawing of this building
4.3.28 | 1036 | printed | 0.256 | 0.256 | m³ | stated | Hadrut DEPO/Xocavend dk/9335 Xocevend-telim qullesi dk.dwg | 0.256 m³ is printed on 9335 Xocevend-telim qullesi dk.dwg sheet 9335- 06 - DK, written with its unit m³
4.3.29 | 1037 | review |  | 0.01 | t |  |  | only weak candidates: the number appears on a drawing of this building without a unit or with too few digits
4.3.30 | 1038 | not_found |  | 0.016 | t |  |  | no measured item and the quantity is not printed on any drawing of this building
4.3.31 | 1039 | printed | 23.52 | 23.52 | m² | derived | Hadrut DEPO/Xocavend dk/9335 Xocevend-telim qullesi dk.dwg | 24.32 − 0.8 = 23.52, both printed on 9335 Xocevend-telim qullesi dk.dwg
4.3.32 | 1040 | review |  | 2.1 | m³ |  |  | only weak candidates: the number appears on a drawing of this building without a unit or with too few digits
4.3.33 | 1041 | not_found |  | 0.062 | t |  |  | no measured item and the quantity is not printed on any drawing of this building
4.3.34 | 1042 | not_found |  | 0.089 | t |  |  | no measured item and the quantity is not printed on any drawing of this building
4.3.35 | 1043 | not_found |  | 1.136 | m³ |  |  | no measured item and the quantity is not printed on any drawing of this building
4.3.36 | 1044 | not_found |  | 0.033 | t |  |  | no measured item and the quantity is not printed on any drawing of this building
4.3.37 | 1045 | not_found |  | 0.031 | t |  |  | no measured item and the quantity is not printed on any drawing of this building
4.3.38 | 1046 | printed | 24.44 | 24.44 | m² | derived | Hadrut DEPO/Xocavend dk/9335 Xocevend-telim qullesi dk.dwg | 2.66 + 21.78 = 24.44, both printed on 9335 Xocevend-telim qullesi dk.dwg
4.4.1 | 1048 | not_found |  | 184 | m² |  |  | no measured item and the quantity is not printed on any drawing of this building
4.4.2 | 1049 | not_found |  | 5.3 | m³ |  |  | no measured item and the quantity is not printed on any drawing of this building
4.4.3 | 1050 | not_found |  | 0.296 | t |  |  | no measured item and the quantity is not printed on any drawing of this building
4.4.4 | 1051 | review |  | 9 | each |  |  | only weak candidates: the number appears on a drawing of this building without a unit or with too few digits
4.4.5 | 1052 | review |  | 9 | each |  |  | only weak candidates: the number appears on a drawing of this building without a unit or with too few digits
4.5.1 | 1054 | not_found |  | 32 | m² |  |  | no measured item and the quantity is not printed on any drawing of this building
4.5.2 | 1055 | not_found |  | 32 | m² |  |  | no measured item and the quantity is not printed on any drawing of this building
4.5.3 | 1056 | not_found |  | 2.56 | m³ |  |  | no measured item and the quantity is not printed on any drawing of this building
4.5.4 | 1057 | not_found |  | 32 | m² |  |  | no measured item and the quantity is not printed on any drawing of this building
4.5.5 | 1058 | not_found |  | 32 | m² |  |  | no measured item and the quantity is not printed on any drawing of this building
4.5.6 | 1059 | not_found |  | 32 | m² |  |  | no measured item and the quantity is not printed on any drawing of this building
4.5.7 | 1060 | review |  | 70.4 | m² |  |  | only weak candidates: the number appears on a drawing of this building without a unit or with too few digits
4.5.8 | 1061 | review |  | 2.47 | m³ |  |  | only weak candidates: the number appears on a drawing of this building without a unit or with too few digits
4.5.9 | 1062 | not_found |  | 2 | each |  |  | no measured item and the quantity is not printed on any drawing of this building
4.5.10 | 1063 | printed | 16.3 | 16.3 | m | stated | Hadrut DEPO/9335/9335 Qüllə.pdf | 16.3 m is printed on 9335 Qüllə.pdf, written with its unit m
4.5.11 | 1064 | printed | 16.3 | 16.3 | m | stated | Hadrut DEPO/9335/9335 Qüllə.pdf | 16.3 m is printed on 9335 Qüllə.pdf, written with its unit m
4.5.12 | 1065 | not_found |  | 2 | each |  |  | no measured item and the quantity is not printed on any drawing of this building
4.5.13 | 1066 | not_found |  | 0.64 | m² |  |  | no measured item and the quantity is not printed on any drawing of this building
4.5.14 | 1067 | not_found |  | 0.047 | t |  |  | no measured item and the quantity is not printed on any drawing of this building
4.5.15 | 1068 | not_found |  | 1.3 | m² |  |  | no measured item and the quantity is not printed on any drawing of this building
4.5.16 | 1069 | not_found |  | 12.8 | m |  |  | no measured item and the quantity is not printed on any drawing of this building
4.5.17 | 1070 | not_found |  | 13.5 | m² |  |  | no measured item and the quantity is not printed on any drawing of this building
4.5.18 | 1071 | not_found |  | 13.5 | m² |  |  | no measured item and the quantity is not printed on any drawing of this building
4.5.19 | 1072 | printed | 1.08 | 1.08 | m³ | stated | Hadrut DEPO/Xocavend dk/9335 Xocevend-telim qullesi dk.dwg | 1.08 m³ is printed on 9335 Xocevend-telim qullesi dk.dwg sheet 9335- 06 - DK, written with its unit m³
4.5.20 | 1073 | not_found |  | 13.5 | m² |  |  | no measured item and the quantity is not printed on any drawing of this building
4.5.21 | 1074 | not_found |  | 13.5 | m² |  |  | no measured item and the quantity is not printed on any drawing of this building
4.5.22 | 1075 | not_found |  | 13.5 | m² |  |  | no measured item and the quantity is not printed on any drawing of this building
4.6.1 | 1077 | not_found |  | 37.36 | m² |  |  | no measured item and the quantity is not printed on any drawing of this building
4.6.2 | 1078 | not_found |  | 3.96 | m² |  |  | no measured item and the quantity is not printed on any drawing of this building
4.6.3 | 1079 | not_found |  | 7.56 | m² |  |  | no measured item and the quantity is not printed on any drawing of this building
4.6.4 | 1080 | not_found |  | 9.45 | m² |  |  | no measured item and the quantity is not printed on any drawing of this building
4.7.1 | 1082 | review |  | 29.71 | m² |  |  | only weak candidates: the number appears on a drawing of this building without a unit or with too few digits
4.7.2 | 1083 | review |  | 29.71 | m² |  |  | only weak candidates: the number appears on a drawing of this building without a unit or with too few digits
4.7.3 | 1084 | review |  | 118.76 | m² |  |  | only weak candidates: the number appears on a drawing of this building without a unit or with too few digits
4.7.4 | 1085 | review |  | 118.76 | m² |  |  | only weak candidates: the number appears on a drawing of this building without a unit or with too few digits
4.7.5 | 1086 | review |  | 118.76 | m² |  |  | only weak candidates: the number appears on a drawing of this building without a unit or with too few digits
4.7.6 | 1087 | review |  | 9 | m² |  |  | only weak candidates: the number appears on a drawing of this building without a unit or with too few digits
4.8.1 | 1089 | review |  | 54.7 | m² |  |  | only weak candidates: the number appears on a drawing of this building without a unit or with too few digits
4.8.2 | 1090 | review |  | 54.7 | m² |  |  | only weak candidates: the number appears on a drawing of this building without a unit or with too few digits
4.8.3 | 1091 | review |  | 532.95 | m² |  |  | only weak candidates: the number appears on a drawing of this building without a unit or with too few digits
4.8.4 | 1092 | review |  | 532.95 | m² |  |  | only weak candidates: the number appears on a drawing of this building without a unit or with too few digits
4.8.5 | 1093 | not_found |  | 101.09 | m² |  |  | no measured item and the quantity is not printed on any drawing of this building
4.8.6 | 1094 | not_found |  | 101.09 | m² |  |  | no measured item and the quantity is not printed on any drawing of this building
4.8.7 | 1095 | not_found |  | 424.8 | m² |  |  | no measured item and the quantity is not printed on any drawing of this building
4.8.8 | 1096 | not_found |  | 424.8 | m² |  |  | no measured item and the quantity is not printed on any drawing of this building
4.8.9 | 1097 | not_found |  | 525.89 | m² |  |  | no measured item and the quantity is not printed on any drawing of this building
4.9.1 | 1099 | not_found |  | 0.477 | t |  |  | no measured item and the quantity is not printed on any drawing of this building
4.9.2 | 1100 | not_found |  | 13.4 | m² |  |  | no measured item and the quantity is not printed on any drawing of this building
4.10.1 | 1102 | not_found |  | 14 | m |  |  | no measured item and the quantity is not printed on any drawing of this building
4.10.2 | 1103 | not_found |  | 14 | m |  |  | no measured item and the quantity is not printed on any drawing of this building
4.10.3 | 1104 | not_found |  | 2 | set |  |  | no measured item and the quantity is not printed on any drawing of this building
4.11.1 | 1106 | not_found |  | 1 | each |  |  | no measured item and the quantity is not printed on any drawing of this building
4.11.2 | 1107 | not_found |  | 1 | each |  |  | no measured item and the quantity is not printed on any drawing of this building
4.11.3 | 1108 | not_found |  | 1 | each |  |  | no measured item and the quantity is not printed on any drawing of this building
4.11.4 | 1109 | not_found |  | 1 | each |  |  | no measured item and the quantity is not printed on any drawing of this building
4.11.5 | 1110 | review |  | 4 | each |  |  | only weak candidates: the number appears on a drawing of this building without a unit or with too few digits
4.11.6 | 1111 | not_found |  | 6 | each |  |  | no measured item and the quantity is not printed on any drawing of this building
4.11.7 | 1112 | not_found |  | 26 | each |  |  | no measured item and the quantity is not printed on any drawing of this building
4.11.8 | 1113 | not_found |  | 26 | each |  |  | no measured item and the quantity is not printed on any drawing of this building
4.11.9 | 1114 | not_found |  | 1 | each |  |  | no measured item and the quantity is not printed on any drawing of this building
4.11.10 | 1115 | not_found |  | 1 | each |  |  | no measured item and the quantity is not printed on any drawing of this building
4.11.11 | 1116 | review |  | 9 | each |  |  | only weak candidates: the number appears on a drawing of this building without a unit or with too few digits
4.11.12 | 1117 | review |  | 9 | each |  |  | only weak candidates: the number appears on a drawing of this building without a unit or with too few digits
4.11.13 | 1118 | review |  | 9 | each |  |  | only weak candidates: the number appears on a drawing of this building without a unit or with too few digits
4.11.14 | 1119 | not_found |  | 5 | each |  |  | no measured item and the quantity is not printed on any drawing of this building
4.11.15 | 1120 | not_found |  | 1 | each |  |  | no measured item and the quantity is not printed on any drawing of this building
4.11.16 | 1121 | not_found |  | 335 | m |  |  | no measured item and the quantity is not printed on any drawing of this building
4.11.17 | 1122 | not_found |  | 335 | m |  |  | no measured item and the quantity is not printed on any drawing of this building
4.11.18 | 1123 | not_found |  | 300 | m |  |  | no measured item and the quantity is not printed on any drawing of this building
4.11.19 | 1124 | not_found |  | 35 | m |  |  | no measured item and the quantity is not printed on any drawing of this building
4.11.20 | 1125 | not_found |  | 335 | m |  |  | no measured item and the quantity is not printed on any drawing of this building
4.11.21 | 1126 | not_found |  | 20 | m |  |  | no measured item and the quantity is not printed on any drawing of this building
4.11.22 | 1127 | review |  | 10 | m |  |  | only weak candidates: the number appears on a drawing of this building without a unit or with too few digits
4.11.23 | 1128 | not_found |  | 30 | m |  |  | no measured item and the quantity is not printed on any drawing of this building
4.12.1 | 1130 | not_found |  | 1 | each |  |  | no measured item and the quantity is not printed on any drawing of this building
4.12.2 | 1131 | not_found |  | 1 | each |  |  | no measured item and the quantity is not printed on any drawing of this building
4.12.3 | 1132 | matched | 12 | 12 | each | schedule | tower_smoke_detectors | equals Tower, smoke detectors
4.12.4 | 1133 | matched | 12 | 12 | each | schedule | tower_smoke_detectors | equals Tower, smoke detectors
4.12.5 | 1134 | different | 5 | 6 | each | schedule | tower_manual_call | bill 6 vs drawing 5 each
4.12.6 | 1135 | different | 5 | 6 | each | schedule | tower_manual_call | bill 6 vs drawing 5 each
4.12.7 | 1136 | not_found |  | 80 | m |  |  | no measured item and the quantity is not printed on any drawing of this building
4.12.8 | 1137 | not_found |  | 70 | m |  |  | no measured item and the quantity is not printed on any drawing of this building
4.12.9 | 1138 | review |  | 10 | m |  |  | only weak candidates: the number appears on a drawing of this building without a unit or with too few digits
4.12.10 | 1139 | not_found |  | 1 | each |  |  | no measured item and the quantity is not printed on any drawing of this building
4.12.11 | 1140 | not_found |  | 1 | each |  |  | no measured item and the quantity is not printed on any drawing of this building
4.12.12 | 1141 | matched | 12 | 12 | each | schedule | tower_smoke_detectors | equals Tower, smoke detectors
4.12.13 | 1142 | not_found |  | 15 | m |  |  | no measured item and the quantity is not printed on any drawing of this building
4.12.14 | 1143 | not_found |  | 15 | m |  |  | no measured item and the quantity is not printed on any drawing of this building
4.12.15 | 1144 | not_found |  | 15 | m |  |  | no measured item and the quantity is not printed on any drawing of this building
4.12.16 | 1145 | not_found |  | 55 | m |  |  | no measured item and the quantity is not printed on any drawing of this building
4.12.17 | 1146 | not_found |  | 70 | m |  |  | no measured item and the quantity is not printed on any drawing of this building
4.13.1 | 1148 | not_found |  | 1 | each |  |  | no measured item and the quantity is not printed on any drawing of this building
5.1.1 | 1151 | not_found |  | 160 | m |  |  | no measured item and the quantity is not printed on any drawing of this building
5.1.2 | 1152 | not_found |  | 160 | m |  |  | no measured item and the quantity is not printed on any drawing of this building
5.1.3 | 1153 | not_found |  | 815 | m |  |  | no measured item and the quantity is not printed on any drawing of this building
5.1.4 | 1154 | not_found |  | 815 | m |  |  | no measured item and the quantity is not printed on any drawing of this building
5.1.5 | 1155 | not_found |  | 160 | m |  |  | no measured item and the quantity is not printed on any drawing of this building
5.1.6 | 1156 | not_found |  | 40 | m |  |  | no measured item and the quantity is not printed on any drawing of this building
5.1.7 | 1157 | not_found |  | 505 | m |  |  | no measured item and the quantity is not printed on any drawing of this building
5.1.8 | 1158 | not_found |  | 230 | m |  |  | no measured item and the quantity is not printed on any drawing of this building
5.1.9 | 1159 | not_found |  | 40 | m |  |  | no measured item and the quantity is not printed on any drawing of this building
5.1.10 | 1160 | not_found |  | 975 | m |  |  | no measured item and the quantity is not printed on any drawing of this building
5.1.11 | 1161 | not_found |  | 895 | m |  |  | no measured item and the quantity is not printed on any drawing of this building
5.1.12 | 1162 | not_found |  | 80 | m |  |  | no measured item and the quantity is not printed on any drawing of this building
5.1.13 | 1163 | review |  | 20 | each |  |  | only weak candidates: the number appears on a drawing of this building without a unit or with too few digits
5.1.14 | 1164 | not_found |  | 8 | each |  |  | no measured item and the quantity is not printed on any drawing of this building
5.1.15 | 1165 | not_found |  | 28 | each |  |  | no measured item and the quantity is not printed on any drawing of this building
5.1.16 | 1166 | not_found |  | 291 | m³ |  |  | no measured item and the quantity is not printed on any drawing of this building
5.1.17 | 1167 | review |  | 22 | m³ |  |  | only weak candidates: the number appears on a drawing of this building without a unit or with too few digits
5.1.18 | 1168 | not_found |  | 235 | m³ |  |  | no measured item and the quantity is not printed on any drawing of this building
5.1.19 | 1169 | not_found |  | 78 | m³ |  |  | no measured item and the quantity is not printed on any drawing of this building
5.1.20 | 1170 | not_found |  | 235 | m³ |  |  | no measured item and the quantity is not printed on any drawing of this building
5.1.21 | 1171 | not_found |  | 1 | each |  |  | no measured item and the quantity is not printed on any drawing of this building
5.1.22 | 1172 | not_found |  | 1 | each |  |  | no measured item and the quantity is not printed on any drawing of this building
6.1.1 | 1174 | not_found |  | 1 | each |  |  | no measured item and the quantity is not printed on any drawing of this building
6.1.2 | 1175 | not_found |  | 1 | each |  |  | no measured item and the quantity is not printed on any drawing of this building
6.1.3 | 1176 | not_found |  | 7 | m |  |  | no measured item and the quantity is not printed on any drawing of this building
6.1.4 | 1177 | not_found |  | 10 | m |  |  | no measured item and the quantity is not printed on any drawing of this building
6.1.5 | 1178 | not_found |  | 10 | m |  |  | no measured item and the quantity is not printed on any drawing of this building
6.1.6 | 1179 | not_found |  | 4.6 | m³ |  |  | no measured item and the quantity is not printed on any drawing of this building
6.1.7 | 1180 | not_found |  | 1.1 | m³ |  |  | no measured item and the quantity is not printed on any drawing of this building
6.1.8 | 1181 | not_found |  | 0.88 | m³ |  |  | no measured item and the quantity is not printed on any drawing of this building
6.1.9 | 1182 | printed | 3.05 | 3.05 | m³ | stated | Hadrut DEPO/Xocavend dk/9335 Xocavend generator altliq dk.dwg | 3.05 m³ is printed on 9335 Xocavend generator altliq dk.dwg sheet 9335 - 14 - DK, next to the words beton
6.1.10 | 1183 | not_found |  | 0.004 | t |  |  | no measured item and the quantity is not printed on any drawing of this building
6.1.11 | 1184 | not_found |  | 0.126 | t |  |  | no measured item and the quantity is not printed on any drawing of this building
7.1.1 | 1186 | not_found |  | 4 | each |  |  | no measured item and the quantity is not printed on any drawing of this building
7.1.2 | 1187 | not_found |  | 4 | each |  |  | no measured item and the quantity is not printed on any drawing of this building
7.1.3 | 1188 | not_found |  | 4 | each |  |  | no measured item and the quantity is not printed on any drawing of this building
7.1.4 | 1189 | not_found |  | 190 | m |  |  | no measured item and the quantity is not printed on any drawing of this building
7.1.5 | 1190 | not_found |  | 130 | m |  |  | no measured item and the quantity is not printed on any drawing of this building
7.1.6 | 1191 | not_found |  | 60 | m |  |  | no measured item and the quantity is not printed on any drawing of this building
7.1.7 | 1192 | not_found |  | 60 | m |  |  | no measured item and the quantity is not printed on any drawing of this building
7.1.8 | 1193 | not_found |  | 130 | m |  |  | no measured item and the quantity is not printed on any drawing of this building
7.1.9 | 1194 | not_found |  | 130 | m |  |  | no measured item and the quantity is not printed on any drawing of this building
7.1.10 | 1195 | review |  | 77 | m³ |  |  | only weak candidates: the number appears on a drawing of this building without a unit or with too few digits
7.1.11 | 1196 | not_found |  | 5 | m³ |  |  | no measured item and the quantity is not printed on any drawing of this building
7.1.12 | 1197 | not_found |  | 69 | m³ |  |  | no measured item and the quantity is not printed on any drawing of this building
7.1.13 | 1198 | not_found |  | 8 | m³ |  |  | no measured item and the quantity is not printed on any drawing of this building
7.1.14 | 1199 | review |  | 77 | m³ |  |  | only weak candidates: the number appears on a drawing of this building without a unit or with too few digits
7.1.15 | 1200 | review |  | 4.5 | m³ |  |  | only weak candidates: the number appears on a drawing of this building without a unit or with too few digits
7.1.16 | 1201 | not_found |  | 7.9 | t |  |  | no measured item and the quantity is not printed on any drawing of this building
8.1.1 | 1203 | not_found |  | 1 | each |  |  | no measured item and the quantity is not printed on any drawing of this building
8.1.2 | 1204 | not_found |  | 1 | each |  |  | no measured item and the quantity is not printed on any drawing of this building
8.1.3 | 1205 | not_found |  | 7 | set |  |  | no measured item and the quantity is not printed on any drawing of this building
8.1.4 | 1206 | not_found |  | 7 | each |  |  | no measured item and the quantity is not printed on any drawing of this building
8.1.5 | 1207 | not_found |  | 2 | each |  |  | no measured item and the quantity is not printed on any drawing of this building
8.1.6 | 1208 | not_found |  | 480 | m |  |  | no measured item and the quantity is not printed on any drawing of this building
8.1.7 | 1209 | not_found |  | 220 | m |  |  | no measured item and the quantity is not printed on any drawing of this building
8.1.8 | 1210 | not_found |  | 7 | m |  |  | no measured item and the quantity is not printed on any drawing of this building
8.1.9 | 1211 | not_found |  | 7 | each |  |  | no measured item and the quantity is not printed on any drawing of this building
8.1.10 | 1212 | not_found |  | 7 | each |  |  | no measured item and the quantity is not printed on any drawing of this building
8.1.11 | 1213 | not_found |  | 7 | each |  |  | no measured item and the quantity is not printed on any drawing of this building
8.1.12 | 1214 | not_found |  | 1 | each |  |  | no measured item and the quantity is not printed on any drawing of this building
8.1.13 | 1215 | not_found |  | 1 | each |  |  | no measured item and the quantity is not printed on any drawing of this building
8.1.14 | 1216 | not_found |  | 1 | each |  |  | no measured item and the quantity is not printed on any drawing of this building
8.1.15 | 1217 | not_found |  | 1 | each |  |  | no measured item and the quantity is not printed on any drawing of this building
8.1.16 | 1218 | not_found |  | 1 | set |  |  | no measured item and the quantity is not printed on any drawing of this building
8.1.17 | 1219 | not_found |  | 1 | each |  |  | no measured item and the quantity is not printed on any drawing of this building
8.1.18 | 1220 | not_found |  | 2 | each |  |  | no measured item and the quantity is not printed on any drawing of this building
8.1.19 | 1221 | not_found |  | 2 | each |  |  | no measured item and the quantity is not printed on any drawing of this building
8.1.20 | 1222 | not_found |  | 1 | set |  |  | no measured item and the quantity is not printed on any drawing of this building
8.1.21 | 1223 | not_found |  | 1 | each |  |  | no measured item and the quantity is not printed on any drawing of this building
8.1.22 | 1224 | not_found |  | 1 | each |  |  | no measured item and the quantity is not printed on any drawing of this building
8.1.23 | 1225 | not_found |  | 1 | each |  |  | no measured item and the quantity is not printed on any drawing of this building
8.1.24 | 1226 | not_found |  | 0.49 | t |  |  | no measured item and the quantity is not printed on any drawing of this building
8.1.25 | 1227 | review |  | 1.26 | m³ |  |  | only weak candidates: the number appears on a drawing of this building without a unit or with too few digits
8.1.26 | 1228 | not_found |  | 212.5 | m³ |  |  | no measured item and the quantity is not printed on any drawing of this building
8.1.27 | 1229 | not_found |  | 37.5 | m³ |  |  | no measured item and the quantity is not printed on any drawing of this building
8.1.28 | 1230 | not_found |  | 220.5 | m³ |  |  | no measured item and the quantity is not printed on any drawing of this building
8.1.29 | 1231 | not_found |  | 24.5 | m³ |  |  | no measured item and the quantity is not printed on any drawing of this building
8.1.30 | 1232 | not_found |  | 220.5 | m³ |  |  | no measured item and the quantity is not printed on any drawing of this building
9.1.1 | 1234 | not_found |  | 113 | m³ |  |  | no measured item and the quantity is not printed on any drawing of this building
9.1.2 | 1235 | not_found |  | 4 | m³ |  |  | no measured item and the quantity is not printed on any drawing of this building
9.1.3 | 1236 | not_found |  | 35 | m³ |  |  | no measured item and the quantity is not printed on any drawing of this building
9.1.4 | 1237 | not_found |  | 11 | m³ |  |  | no measured item and the quantity is not printed on any drawing of this building
9.1.5 | 1238 | not_found |  | 35 | m³ |  |  | no measured item and the quantity is not printed on any drawing of this building
9.1.6 | 1239 | not_found |  | 69 | m³ |  |  | no measured item and the quantity is not printed on any drawing of this building
9.1.7 | 1240 | not_found |  | 124.2 | t |  |  | no measured item and the quantity is not printed on any drawing of this building
9.1.8 | 1241 | not_found |  | 69 | m³ |  |  | no measured item and the quantity is not printed on any drawing of this building
9.2.1 | 1243 | review |  | 3.2 | m³ |  |  | only weak candidates: the number appears on a drawing of this building without a unit or with too few digits
9.2.2 | 1244 | not_found |  | 1.4 | m³ |  |  | no measured item and the quantity is not printed on any drawing of this building
9.2.3 | 1245 | review |  | 14 | m³ |  |  | only weak candidates: the number appears on a drawing of this building without a unit or with too few digits
9.2.4 | 1246 | not_found |  | 0.038 | t |  |  | no measured item and the quantity is not printed on any drawing of this building
9.2.5 | 1247 | not_found |  | 1.045 | t |  |  | no measured item and the quantity is not printed on any drawing of this building
9.2.6 | 1248 | not_found |  | 21.1 | m² |  |  | no measured item and the quantity is not printed on any drawing of this building
9.2.7 | 1249 | not_found |  | 21.1 | m² |  |  | no measured item and the quantity is not printed on any drawing of this building
9.2.8 | 1250 | not_found |  | 37.1 | m² |  |  | no measured item and the quantity is not printed on any drawing of this building
9.2.9 | 1251 | review |  | 2.02 | m³ |  |  | only weak candidates: the number appears on a drawing of this building without a unit or with too few digits
9.2.10 | 1252 | review |  | 2.02 | m³ |  |  | only weak candidates: the number appears on a drawing of this building without a unit or with too few digits
9.2.11 | 1253 | review |  | 1.15 | m³ |  |  | only weak candidates: the number appears on a drawing of this building without a unit or with too few digits
9.2.12 | 1254 | not_found |  | 0.013 | t |  |  | no measured item and the quantity is not printed on any drawing of this building
9.3.1 | 1256 | not_found |  | 1.26 | m³ |  |  | no measured item and the quantity is not printed on any drawing of this building
9.3.2 | 1257 | not_found |  | 0.053 | t |  |  | no measured item and the quantity is not printed on any drawing of this building
9.3.3 | 1258 | not_found |  | 0.08 | t |  |  | no measured item and the quantity is not printed on any drawing of this building
9.3.4 | 1259 | printed | 4.23 | 4.23 | m³ | stated | Hadrut DEPO/Xocavend dk/9335 Xocavend istilik menteqesi.dwg | 4.23 m³ is printed on 9335 Xocavend istilik menteqesi.dwg sheet 9335 -2- DK, written with its unit m³
9.3.5 | 1260 | not_found |  | 0.036 | t |  |  | no measured item and the quantity is not printed on any drawing of this building
9.3.6 | 1261 | not_found |  | 0.448 | t |  |  | no measured item and the quantity is not printed on any drawing of this building
9.3.7 | 1262 | not_found |  | 0.74 | m³ |  |  | no measured item and the quantity is not printed on any drawing of this building
9.3.8 | 1263 | not_found |  | 0.052 | t |  |  | no measured item and the quantity is not printed on any drawing of this building
9.3.9 | 1264 | not_found |  | 0.059 | t |  |  | no measured item and the quantity is not printed on any drawing of this building
9.4.1 | 1266 | not_found |  | 61 | m² |  |  | no measured item and the quantity is not printed on any drawing of this building
9.4.2 | 1267 | not_found |  | 0.074 | t |  |  | no measured item and the quantity is not printed on any drawing of this building
9.4.3 | 1268 | review |  | 2 | each |  |  | only weak candidates: the number appears on a drawing of this building without a unit or with too few digits
9.4.4 | 1269 | review |  | 2 | each |  |  | only weak candidates: the number appears on a drawing of this building without a unit or with too few digits
9.4.5 | 1270 | review |  | 1 | each |  |  | only weak candidates: the number appears on a drawing of this building without a unit or with too few digits
9.5.1 | 1272 | printed | 1.259 | 1.259 | m³ | stated | Hadrut DEPO/9335/9335 İSTİLİK MƏNTƏQƏSİ.pdf | 1.259 m³ is printed on 9335 İSTİLİK MƏNTƏQƏSİ.pdf, written with its unit m³
9.5.2 | 1273 | review |  | 42 | m² |  |  | only weak candidates: the number appears on a drawing of this building without a unit or with too few digits
9.5.3 | 1274 | review |  | 42 | m² |  |  | only weak candidates: the number appears on a drawing of this building without a unit or with too few digits
9.5.4 | 1275 | review |  | 2 | each |  |  | only weak candidates: the number appears on a drawing of this building without a unit or with too few digits
9.5.5 | 1276 | review |  | 24 | m |  |  | only weak candidates: the number appears on a drawing of this building without a unit or with too few digits
9.5.6 | 1277 | not_found |  | 7.8 | m |  |  | no measured item and the quantity is not printed on any drawing of this building
9.5.7 | 1278 | review |  | 2 | each |  |  | only weak candidates: the number appears on a drawing of this building without a unit or with too few digits
9.6.1 | 1280 | printed | 2.16 | 2.16 | m² | stated | Hadrut DEPO/9335/9335 İSTİLİK MƏNTƏQƏSİ.pdf | 2.16 m² is printed on 9335 İSTİLİK MƏNTƏQƏSİ.pdf, next to the words sahesi
9.6.2 | 1281 | review |  | 2.2 | m² |  |  | only weak candidates: the number appears on a drawing of this building without a unit or with too few digits
9.6.3 | 1282 | not_found |  | 4.4 | m² |  |  | no measured item and the quantity is not printed on any drawing of this building
9.7.1 | 1284 | review |  | 20.2 | m² |  |  | only weak candidates: the number appears on a drawing of this building without a unit or with too few digits
9.7.2 | 1285 | review |  | 20.2 | m² |  |  | only weak candidates: the number appears on a drawing of this building without a unit or with too few digits
9.7.3 | 1286 | review |  | 20.2 | m² |  |  | only weak candidates: the number appears on a drawing of this building without a unit or with too few digits
9.7.4 | 1287 | review |  | 3.9 | m² |  |  | only weak candidates: the number appears on a drawing of this building without a unit or with too few digits
9.7.5 | 1288 | review |  | 3.9 | m² |  |  | only weak candidates: the number appears on a drawing of this building without a unit or with too few digits
9.7.6 | 1289 | review |  | 3.9 | m² |  |  | only weak candidates: the number appears on a drawing of this building without a unit or with too few digits
9.8.1 | 1291 | printed | 20.16 | 20.16 | m² | stated | Hadrut DEPO/9335/9335 İSTİLİK MƏNTƏQƏSİ.pdf | 20.16 m² is printed on 9335 İSTİLİK MƏNTƏQƏSİ.pdf sheet 9335 - 2 - İV, written with its unit m²
9.8.2 | 1292 | printed | 20.16 | 20.16 | m² | stated | Hadrut DEPO/9335/9335 İSTİLİK MƏNTƏQƏSİ.pdf | 20.16 m² is printed on 9335 İSTİLİK MƏNTƏQƏSİ.pdf sheet 9335 - 2 - İV, written with its unit m²
9.8.3 | 1293 | review |  | 58.2 | m² |  |  | only weak candidates: the number appears on a drawing of this building without a unit or with too few digits
9.8.4 | 1294 | review |  | 58.2 | m² |  |  | only weak candidates: the number appears on a drawing of this building without a unit or with too few digits
9.8.5 | 1295 | printed | 85 | 85 | m² | stated | Hadrut DEPO/9335/9335 İSTİLİK MƏNTƏQƏSİ.pdf | 85 m² is printed on 9335 İSTİLİK MƏNTƏQƏSİ.pdf, next to the words mehlul, sement
9.8.6 | 1296 | derived | 85 | 85 | m² | derived |  | same quantity as line 9.8.5 (85 m²)
9.9.1 | 1298 | not_found |  | 10 | m |  |  | no measured item and the quantity is not printed on any drawing of this building
9.9.2 | 1299 | not_found |  | 10 | m |  |  | no measured item and the quantity is not printed on any drawing of this building
9.9.3 | 1300 | review |  | 1 | m |  |  | only weak candidates: the number appears on a drawing of this building without a unit or with too few digits
9.9.4 | 1301 | review |  | 1 | m |  |  | only weak candidates: the number appears on a drawing of this building without a unit or with too few digits
9.9.5 | 1302 | not_found |  | 11 | m |  |  | no measured item and the quantity is not printed on any drawing of this building
9.9.6 | 1303 | review |  | 2 | each |  |  | only weak candidates: the number appears on a drawing of this building without a unit or with too few digits
9.9.7 | 1304 | review |  | 2 | each |  |  | only weak candidates: the number appears on a drawing of this building without a unit or with too few digits
9.9.8 | 1305 | not_found |  | 4 | each |  |  | no measured item and the quantity is not printed on any drawing of this building
9.9.9 | 1306 | review |  | 1 | each |  |  | only weak candidates: the number appears on a drawing of this building without a unit or with too few digits
9.10.1 | 1308 | review |  | 1 | m |  |  | only weak candidates: the number appears on a drawing of this building without a unit or with too few digits
9.10.2 | 1309 | review |  | 1 | m |  |  | only weak candidates: the number appears on a drawing of this building without a unit or with too few digits
9.10.3 | 1310 | not_found |  | 10 | m |  |  | no measured item and the quantity is not printed on any drawing of this building
9.10.4 | 1311 | not_found |  | 10 | m |  |  | no measured item and the quantity is not printed on any drawing of this building
9.10.5 | 1312 | not_found |  | 11 | m |  |  | no measured item and the quantity is not printed on any drawing of this building
9.10.6 | 1313 | review |  | 1 | each |  |  | only weak candidates: the number appears on a drawing of this building without a unit or with too few digits
9.11.1 | 1315 | review |  | 18 | m |  |  | only weak candidates: the number appears on a drawing of this building without a unit or with too few digits
9.11.2 | 1316 | review |  | 18 | m |  |  | only weak candidates: the number appears on a drawing of this building without a unit or with too few digits
9.11.3 | 1317 | review |  | 1 | m |  |  | only weak candidates: the number appears on a drawing of this building without a unit or with too few digits
9.11.4 | 1318 | review |  | 1 | m |  |  | only weak candidates: the number appears on a drawing of this building without a unit or with too few digits
9.11.5 | 1319 | review |  | 1 | each |  |  | only weak candidates: the number appears on a drawing of this building without a unit or with too few digits
9.11.6 | 1320 | review |  | 1 | set |  |  | only weak candidates: the number appears on a drawing of this building without a unit or with too few digits
9.11.7 | 1321 | review |  | 1 | set |  |  | only weak candidates: the number appears on a drawing of this building without a unit or with too few digits
9.11.8 | 1322 | review |  | 1 | set |  |  | only weak candidates: the number appears on a drawing of this building without a unit or with too few digits
9.12.1 | 1324 | not_found |  | 4 | each |  |  | no measured item and the quantity is not printed on any drawing of this building
9.12.2 | 1325 | not_found |  | 4 | each |  |  | no measured item and the quantity is not printed on any drawing of this building
9.12.3 | 1326 | review |  | 2 | each |  |  | only weak candidates: the number appears on a drawing of this building without a unit or with too few digits
9.12.4 | 1327 | review |  | 2 | each |  |  | only weak candidates: the number appears on a drawing of this building without a unit or with too few digits
9.12.5 | 1328 | not_found |  | 4 | each |  |  | no measured item and the quantity is not printed on any drawing of this building
9.12.6 | 1329 | not_found |  | 4 | each |  |  | no measured item and the quantity is not printed on any drawing of this building
9.12.7 | 1330 | review |  | 2 | each |  |  | only weak candidates: the number appears on a drawing of this building without a unit or with too few digits
9.12.8 | 1331 | review |  | 2 | each |  |  | only weak candidates: the number appears on a drawing of this building without a unit or with too few digits
9.12.9 | 1332 | review |  | 0.02 | t |  |  | only weak candidates: the number appears on a drawing of this building without a unit or with too few digits
9.12.10 | 1333 | review |  | 1 | each |  |  | only weak candidates: the number appears on a drawing of this building without a unit or with too few digits
9.12.11 | 1334 | review |  | 0.02 | t |  |  | only weak candidates: the number appears on a drawing of this building without a unit or with too few digits
9.12.12 | 1335 | review |  | 2 | each |  |  | only weak candidates: the number appears on a drawing of this building without a unit or with too few digits
9.12.13 | 1336 | review |  | 1 | each |  |  | only weak candidates: the number appears on a drawing of this building without a unit or with too few digits
9.12.14 | 1337 | review |  | 1 | each |  |  | only weak candidates: the number appears on a drawing of this building without a unit or with too few digits
9.12.15 | 1338 | review |  | 1 | each |  |  | only weak candidates: the number appears on a drawing of this building without a unit or with too few digits
9.12.16 | 1339 | review |  | 1 | each |  |  | only weak candidates: the number appears on a drawing of this building without a unit or with too few digits
9.12.17 | 1340 | review |  | 1 | each |  |  | only weak candidates: the number appears on a drawing of this building without a unit or with too few digits
9.12.18 | 1341 | not_found |  | 8 | each |  |  | no measured item and the quantity is not printed on any drawing of this building
9.12.19 | 1342 | not_found |  | 11 | each |  |  | no measured item and the quantity is not printed on any drawing of this building
9.12.20 | 1343 | not_found |  | 3 | each |  |  | no measured item and the quantity is not printed on any drawing of this building
9.12.21 | 1344 | not_found |  | 11 | each |  |  | no measured item and the quantity is not printed on any drawing of this building
9.12.22 | 1345 | not_found |  | 16 | each |  |  | no measured item and the quantity is not printed on any drawing of this building
9.12.23 | 1346 | not_found |  | 10 | each |  |  | no measured item and the quantity is not printed on any drawing of this building
9.12.24 | 1347 | not_found |  | 7 | each |  |  | no measured item and the quantity is not printed on any drawing of this building
9.12.25 | 1348 | review |  | 5 | each |  |  | only weak candidates: the number appears on a drawing of this building without a unit or with too few digits
9.12.26 | 1349 | not_found |  | 6 | each |  |  | no measured item and the quantity is not printed on any drawing of this building
9.12.27 | 1350 | not_found |  | 6 | each |  |  | no measured item and the quantity is not printed on any drawing of this building
9.12.28 | 1351 | not_found |  | 7 | each |  |  | no measured item and the quantity is not printed on any drawing of this building
9.12.29 | 1352 | review |  | 1 | each |  |  | only weak candidates: the number appears on a drawing of this building without a unit or with too few digits
9.12.30 | 1353 | review |  | 2 | each |  |  | only weak candidates: the number appears on a drawing of this building without a unit or with too few digits
9.12.31 | 1354 | not_found |  | 4 | each |  |  | no measured item and the quantity is not printed on any drawing of this building
9.12.32 | 1355 | review |  | 2 | each |  |  | only weak candidates: the number appears on a drawing of this building without a unit or with too few digits
9.12.33 | 1356 | not_found |  | 4 | each |  |  | no measured item and the quantity is not printed on any drawing of this building
9.12.34 | 1357 | review |  | 1 | each |  |  | only weak candidates: the number appears on a drawing of this building without a unit or with too few digits
9.12.35 | 1358 | review |  | 1 | each |  |  | only weak candidates: the number appears on a drawing of this building without a unit or with too few digits
9.12.36 | 1359 | review |  | 2 | each |  |  | only weak candidates: the number appears on a drawing of this building without a unit or with too few digits
9.12.37 | 1360 | review |  | 2 | each |  |  | only weak candidates: the number appears on a drawing of this building without a unit or with too few digits
9.12.38 | 1361 | not_found |  | 11 | set |  |  | no measured item and the quantity is not printed on any drawing of this building
9.12.39 | 1362 | not_found |  | 11 | each |  |  | no measured item and the quantity is not printed on any drawing of this building
9.12.40 | 1363 | not_found |  | 10 | set |  |  | no measured item and the quantity is not printed on any drawing of this building
9.12.41 | 1364 | not_found |  | 10 | each |  |  | no measured item and the quantity is not printed on any drawing of this building
9.12.42 | 1365 | not_found |  | 12 | each |  |  | no measured item and the quantity is not printed on any drawing of this building
9.12.43 | 1366 | not_found |  | 8 | each |  |  | no measured item and the quantity is not printed on any drawing of this building
9.12.44 | 1367 | not_found |  | 4 | each |  |  | no measured item and the quantity is not printed on any drawing of this building
9.13.1 | 1369 | not_found |  | 1 | m |  |  | no measured item and the quantity is not printed on any drawing of this building
9.13.2 | 1370 | not_found |  | 1 | m |  |  | no measured item and the quantity is not printed on any drawing of this building
9.13.3 | 1371 | not_found |  | 2 | m |  |  | no measured item and the quantity is not printed on any drawing of this building
9.13.4 | 1372 | not_found |  | 2 | m |  |  | no measured item and the quantity is not printed on any drawing of this building
9.13.5 | 1373 | not_found |  | 8 | m |  |  | no measured item and the quantity is not printed on any drawing of this building
9.13.6 | 1374 | not_found |  | 8 | m |  |  | no measured item and the quantity is not printed on any drawing of this building
9.13.7 | 1375 | not_found |  | 4 | m |  |  | no measured item and the quantity is not printed on any drawing of this building
9.13.8 | 1376 | not_found |  | 4 | m |  |  | no measured item and the quantity is not printed on any drawing of this building
9.13.9 | 1377 | not_found |  | 8 | m |  |  | no measured item and the quantity is not printed on any drawing of this building
9.13.10 | 1378 | not_found |  | 8 | m |  |  | no measured item and the quantity is not printed on any drawing of this building
9.13.11 | 1379 | not_found |  | 6 | m |  |  | no measured item and the quantity is not printed on any drawing of this building
9.13.12 | 1380 | not_found |  | 6 | m |  |  | no measured item and the quantity is not printed on any drawing of this building
9.13.13 | 1381 | not_found |  | 8 | m |  |  | no measured item and the quantity is not printed on any drawing of this building
9.13.14 | 1382 | not_found |  | 8 | m |  |  | no measured item and the quantity is not printed on any drawing of this building
9.13.15 | 1383 | not_found |  | 7 | m |  |  | no measured item and the quantity is not printed on any drawing of this building
9.13.16 | 1384 | not_found |  | 7 | m |  |  | no measured item and the quantity is not printed on any drawing of this building
9.13.17 | 1385 | not_found |  | 6 | each |  |  | no measured item and the quantity is not printed on any drawing of this building
9.13.18 | 1386 | not_found |  | 2 | each |  |  | no measured item and the quantity is not printed on any drawing of this building
9.13.19 | 1387 | not_found |  | 4 | each |  |  | no measured item and the quantity is not printed on any drawing of this building
9.13.20 | 1388 | not_found |  | 8 | each |  |  | no measured item and the quantity is not printed on any drawing of this building
9.13.21 | 1389 | not_found |  | 2 | each |  |  | no measured item and the quantity is not printed on any drawing of this building
9.13.22 | 1390 | not_found |  | 2 | each |  |  | no measured item and the quantity is not printed on any drawing of this building
9.13.23 | 1391 | not_found |  | 4 | each |  |  | no measured item and the quantity is not printed on any drawing of this building
9.13.24 | 1392 | not_found |  | 7 | m |  |  | no measured item and the quantity is not printed on any drawing of this building
9.13.25 | 1393 | not_found |  | 7 | m |  |  | no measured item and the quantity is not printed on any drawing of this building
9.13.26 | 1394 | not_found |  | 1 | each |  |  | no measured item and the quantity is not printed on any drawing of this building
9.13.27 | 1395 | not_found |  | 1 | each |  |  | no measured item and the quantity is not printed on any drawing of this building
9.13.28 | 1396 | not_found |  | 5.3 | m² |  |  | no measured item and the quantity is not printed on any drawing of this building
9.13.29 | 1397 | not_found |  | 18.28 | m² |  |  | no measured item and the quantity is not printed on any drawing of this building
9.13.30 | 1398 | not_found |  | 0.544 | m³ |  |  | no measured item and the quantity is not printed on any drawing of this building
9.14.1 | 1400 | review |  | 5 | each |  |  | only weak candidates: the number appears on a drawing of this building without a unit or with too few digits
9.14.2 | 1401 | review |  | 5 | each |  |  | only weak candidates: the number appears on a drawing of this building without a unit or with too few digits
9.14.3 | 1402 | review |  | 1 | each |  |  | only weak candidates: the number appears on a drawing of this building without a unit or with too few digits
9.14.4 | 1403 | review |  | 1 | each |  |  | only weak candidates: the number appears on a drawing of this building without a unit or with too few digits
9.14.5 | 1404 | review |  | 5 | each |  |  | only weak candidates: the number appears on a drawing of this building without a unit or with too few digits
9.14.6 | 1405 | review |  | 1 | each |  |  | only weak candidates: the number appears on a drawing of this building without a unit or with too few digits
9.14.7 | 1406 | review |  | 1 | each |  |  | only weak candidates: the number appears on a drawing of this building without a unit or with too few digits
9.14.8 | 1407 | review |  | 1 | set |  |  | only weak candidates: the number appears on a drawing of this building without a unit or with too few digits
9.14.9 | 1408 | review |  | 1 | each |  |  | only weak candidates: the number appears on a drawing of this building without a unit or with too few digits
9.14.10 | 1409 | review |  | 1 | each |  |  | only weak candidates: the number appears on a drawing of this building without a unit or with too few digits
9.14.11 | 1410 | review |  | 1 | each |  |  | only weak candidates: the number appears on a drawing of this building without a unit or with too few digits
9.14.12 | 1411 | review |  | 2 | each |  |  | only weak candidates: the number appears on a drawing of this building without a unit or with too few digits
9.14.13 | 1412 | review |  | 2 | each |  |  | only weak candidates: the number appears on a drawing of this building without a unit or with too few digits
9.14.14 | 1413 | review |  | 2 | each |  |  | only weak candidates: the number appears on a drawing of this building without a unit or with too few digits
9.14.15 | 1414 | review |  | 1 | each |  |  | only weak candidates: the number appears on a drawing of this building without a unit or with too few digits
9.14.16 | 1415 | review |  | 5 | each |  |  | only weak candidates: the number appears on a drawing of this building without a unit or with too few digits
9.14.17 | 1416 | review |  | 5 | each |  |  | only weak candidates: the number appears on a drawing of this building without a unit or with too few digits
9.14.18 | 1417 | not_found |  | 40 | m |  |  | no measured item and the quantity is not printed on any drawing of this building
9.14.19 | 1418 | not_found |  | 40 | m |  |  | no measured item and the quantity is not printed on any drawing of this building
9.14.20 | 1419 | not_found |  | 40 | m |  |  | no measured item and the quantity is not printed on any drawing of this building
9.14.21 | 1420 | not_found |  | 40 | m |  |  | no measured item and the quantity is not printed on any drawing of this building
9.14.22 | 1421 | review |  | 1 | each |  |  | only weak candidates: the number appears on a drawing of this building without a unit or with too few digits
9.14.23 | 1422 | review |  | 1 | each |  |  | only weak candidates: the number appears on a drawing of this building without a unit or with too few digits
9.14.24 | 1423 | review |  | 1 | each |  |  | only weak candidates: the number appears on a drawing of this building without a unit or with too few digits
9.14.25 | 1424 | not_found |  | 6 | each |  |  | no measured item and the quantity is not printed on any drawing of this building
9.14.26 | 1425 | not_found |  | 7 | each |  |  | no measured item and the quantity is not printed on any drawing of this building
9.14.27 | 1426 | not_found |  | 3 | each |  |  | no measured item and the quantity is not printed on any drawing of this building
9.14.28 | 1427 | not_found |  | 17 | each |  |  | no measured item and the quantity is not printed on any drawing of this building
9.14.29 | 1428 | review |  | 1 | each |  |  | only weak candidates: the number appears on a drawing of this building without a unit or with too few digits
9.14.30 | 1429 | review |  | 1 | each |  |  | only weak candidates: the number appears on a drawing of this building without a unit or with too few digits
9.14.31 | 1430 | not_found |  | 3 | m |  |  | no measured item and the quantity is not printed on any drawing of this building
9.14.32 | 1431 | review |  | 2 | m |  |  | only weak candidates: the number appears on a drawing of this building without a unit or with too few digits
9.14.33 | 1432 | not_found |  | 4 | each |  |  | no measured item and the quantity is not printed on any drawing of this building
9.14.34 | 1433 | review |  | 2 | each |  |  | only weak candidates: the number appears on a drawing of this building without a unit or with too few digits
9.14.35 | 1434 | not_found |  | 6 | each |  |  | no measured item and the quantity is not printed on any drawing of this building
9.14.36 | 1435 | not_found |  | 6 | each |  |  | no measured item and the quantity is not printed on any drawing of this building
9.14.37 | 1436 | not_found |  | 6 | each |  |  | no measured item and the quantity is not printed on any drawing of this building
9.14.38 | 1437 | not_found |  | 139 | m |  |  | no measured item and the quantity is not printed on any drawing of this building
9.14.39 | 1438 | not_found |  | 139 | m |  |  | no measured item and the quantity is not printed on any drawing of this building
9.14.40 | 1439 | review |  | 18 | m |  |  | only weak candidates: the number appears on a drawing of this building without a unit or with too few digits
9.14.41 | 1440 | review |  | 18 | m |  |  | only weak candidates: the number appears on a drawing of this building without a unit or with too few digits
9.14.42 | 1441 | not_found |  | 97 | m |  |  | no measured item and the quantity is not printed on any drawing of this building
9.14.43 | 1442 | not_found |  | 60 | m |  |  | no measured item and the quantity is not printed on any drawing of this building
9.14.44 | 1443 | not_found |  | 157 | m |  |  | no measured item and the quantity is not printed on any drawing of this building
9.14.45 | 1444 | not_found |  | 23.4 | kg |  |  | no measured item and the quantity is not printed on any drawing of this building
9.14.46 | 1445 | not_found |  | 3 | each |  |  | no measured item and the quantity is not printed on any drawing of this building
9.14.47 | 1446 | not_found |  | 20 | m |  |  | no measured item and the quantity is not printed on any drawing of this building
9.14.48 | 1447 | not_found |  | 20 | m |  |  | no measured item and the quantity is not printed on any drawing of this building
9.14.49 | 1448 | not_found |  | 15 | m |  |  | no measured item and the quantity is not printed on any drawing of this building
9.14.50 | 1449 | not_found |  | 15 | m |  |  | no measured item and the quantity is not printed on any drawing of this building
9.15.1 | 1451 | review |  | 1 | each |  |  | only weak candidates: the number appears on a drawing of this building without a unit or with too few digits
9.15.2 | 1452 | review |  | 1 | each |  |  | only weak candidates: the number appears on a drawing of this building without a unit or with too few digits
9.15.3 | 1453 | review |  | 2 | each |  |  | only weak candidates: the number appears on a drawing of this building without a unit or with too few digits
9.15.4 | 1454 | review |  | 1 | each |  |  | only weak candidates: the number appears on a drawing of this building without a unit or with too few digits
9.15.5 | 1455 | not_found |  | 3 | each |  |  | no measured item and the quantity is not printed on any drawing of this building
9.15.6 | 1456 | review |  | 2 | each |  |  | only weak candidates: the number appears on a drawing of this building without a unit or with too few digits
9.15.7 | 1457 | review |  | 2 | each |  |  | only weak candidates: the number appears on a drawing of this building without a unit or with too few digits
9.15.8 | 1458 | not_found |  | 20 | m |  |  | no measured item and the quantity is not printed on any drawing of this building
9.15.9 | 1459 | not_found |  | 20 | m |  |  | no measured item and the quantity is not printed on any drawing of this building
9.15.10 | 1460 | review |  | 1 | each |  |  | only weak candidates: the number appears on a drawing of this building without a unit or with too few digits
9.15.11 | 1461 | review |  | 1 | each |  |  | only weak candidates: the number appears on a drawing of this building without a unit or with too few digits
9.15.12 | 1462 | review |  | 2 | each |  |  | only weak candidates: the number appears on a drawing of this building without a unit or with too few digits
9.15.13 | 1463 | not_found |  | 10 | m |  |  | no measured item and the quantity is not printed on any drawing of this building
9.15.14 | 1464 | not_found |  | 10 | m |  |  | no measured item and the quantity is not printed on any drawing of this building
9.15.15 | 1465 | review |  | 5 | m |  |  | only weak candidates: the number appears on a drawing of this building without a unit or with too few digits
9.15.16 | 1466 | review |  | 5 | m |  |  | only weak candidates: the number appears on a drawing of this building without a unit or with too few digits
9.15.17 | 1467 | not_found |  | 15 | m |  |  | no measured item and the quantity is not printed on any drawing of this building
9.15.18 | 1468 | not_found |  | 15 | m |  |  | no measured item and the quantity is not printed on any drawing of this building
9.16.1 | 1470 | review |  | 2 | each |  |  | only weak candidates: the number appears on a drawing of this building without a unit or with too few digits
9.16.2 | 1471 | review |  | 2 | each |  |  | only weak candidates: the number appears on a drawing of this building without a unit or with too few digits
9.16.3 | 1472 | not_found |  | 4 | each |  |  | no measured item and the quantity is not printed on any drawing of this building
9.16.4 | 1473 | not_found |  | 4 | each |  |  | no measured item and the quantity is not printed on any drawing of this building
9.16.5 | 1474 | not_found |  | 12 | each |  |  | no measured item and the quantity is not printed on any drawing of this building
9.16.6 | 1475 | not_found |  | 4 | each |  |  | no measured item and the quantity is not printed on any drawing of this building
9.16.7 | 1476 | not_found |  | 8 | each |  |  | no measured item and the quantity is not printed on any drawing of this building
9.16.8 | 1477 | review |  | 5 | each |  |  | only weak candidates: the number appears on a drawing of this building without a unit or with too few digits
9.16.9 | 1478 | review |  | 5 | set |  |  | only weak candidates: the number appears on a drawing of this building without a unit or with too few digits
9.16.10 | 1479 | review |  | 5 | each |  |  | only weak candidates: the number appears on a drawing of this building without a unit or with too few digits
9.16.11 | 1480 | not_found |  | 4 | each |  |  | no measured item and the quantity is not printed on any drawing of this building
9.16.12 | 1481 | not_found |  | 4 | each |  |  | no measured item and the quantity is not printed on any drawing of this building
9.16.13 | 1482 | not_found |  | 4 | each |  |  | no measured item and the quantity is not printed on any drawing of this building
9.16.14 | 1483 | not_found |  | 0.5 | m |  |  | no measured item and the quantity is not printed on any drawing of this building
9.16.15 | 1484 | not_found |  | 0.5 | m |  |  | no measured item and the quantity is not printed on any drawing of this building
9.16.16 | 1485 | not_found |  | 0.5 | m |  |  | no measured item and the quantity is not printed on any drawing of this building
9.16.17 | 1486 | not_found |  | 0.5 | m |  |  | no measured item and the quantity is not printed on any drawing of this building
9.16.18 | 1487 | not_found |  | 7.5 | m |  |  | no measured item and the quantity is not printed on any drawing of this building
9.16.19 | 1488 | not_found |  | 7.5 | m |  |  | no measured item and the quantity is not printed on any drawing of this building
9.16.20 | 1489 | not_found |  | 19.5 | m |  |  | no measured item and the quantity is not printed on any drawing of this building
9.16.21 | 1490 | not_found |  | 1.5 | m |  |  | no measured item and the quantity is not printed on any drawing of this building
9.16.22 | 1491 | review |  | 18 | m |  |  | only weak candidates: the number appears on a drawing of this building without a unit or with too few digits
9.16.23 | 1492 | not_found |  | 6.7 | kg |  |  | no measured item and the quantity is not printed on any drawing of this building
9.16.24 | 1493 | not_found |  | 3.5 | m² |  |  | no measured item and the quantity is not printed on any drawing of this building
9.16.25 | 1494 | not_found |  | 3.5 | m² |  |  | no measured item and the quantity is not printed on any drawing of this building
9.17.1 | 1496 | review |  | 1 | each |  |  | only weak candidates: the number appears on a drawing of this building without a unit or with too few digits
9.17.2 | 1497 | review |  | 1 | each |  |  | only weak candidates: the number appears on a drawing of this building without a unit or with too few digits
9.17.3 | 1498 | not_found |  | 3 | set |  |  | no measured item and the quantity is not printed on any drawing of this building
9.17.4 | 1499 | not_found |  | 3 | each |  |  | no measured item and the quantity is not printed on any drawing of this building
9.17.5 | 1500 | not_found |  | 70 | m |  |  | no measured item and the quantity is not printed on any drawing of this building
9.17.6 | 1501 | not_found |  | 35 | m |  |  | no measured item and the quantity is not printed on any drawing of this building
9.17.7 | 1502 | not_found |  | 35 | m |  |  | no measured item and the quantity is not printed on any drawing of this building
9.17.8 | 1503 | not_found |  | 35 | m |  |  | no measured item and the quantity is not printed on any drawing of this building
9.17.9 | 1504 | not_found |  | 35 | m |  |  | no measured item and the quantity is not printed on any drawing of this building
9.18.1 | 1506 | review |  | 1 | each |  |  | only weak candidates: the number appears on a drawing of this building without a unit or with too few digits
9.18.2 | 1507 | review |  | 1 | each |  |  | only weak candidates: the number appears on a drawing of this building without a unit or with too few digits
9.18.3 | 1508 | review |  | 1 | each |  |  | only weak candidates: the number appears on a drawing of this building without a unit or with too few digits
9.18.4 | 1509 | not_found |  | 65 | m |  |  | no measured item and the quantity is not printed on any drawing of this building
9.18.5 | 1510 | not_found |  | 65 | m |  |  | no measured item and the quantity is not printed on any drawing of this building
9.18.6 | 1511 | review |  | 1 | each |  |  | only weak candidates: the number appears on a drawing of this building without a unit or with too few digits
9.18.7 | 1512 | review |  | 1 | each |  |  | only weak candidates: the number appears on a drawing of this building without a unit or with too few digits
9.18.8 | 1513 | not_found |  | 0.005 | t |  |  | no measured item and the quantity is not printed on any drawing of this building
9.19.1 | 1515 | not_found |  | 0.008 | km |  |  | no measured item and the quantity is not printed on any drawing of this building
9.19.2 | 1516 | not_found |  | 8 | m |  |  | no measured item and the quantity is not printed on any drawing of this building
9.19.3 | 1517 | review |  | 0.01 | km |  |  | only weak candidates: the number appears on a drawing of this building without a unit or with too few digits
9.19.4 | 1518 | not_found |  | 10 | m |  |  | no measured item and the quantity is not printed on any drawing of this building
9.19.5 | 1519 | not_found |  | 0.03 | km |  |  | no measured item and the quantity is not printed on any drawing of this building
9.19.6 | 1520 | not_found |  | 30 | m |  |  | no measured item and the quantity is not printed on any drawing of this building
9.19.7 | 1521 | not_found |  | 3.5 | m |  |  | no measured item and the quantity is not printed on any drawing of this building
9.19.8 | 1522 | not_found |  | 3.5 | m |  |  | no measured item and the quantity is not printed on any drawing of this building
9.19.9 | 1523 | not_found |  | 4 | set |  |  | no measured item and the quantity is not printed on any drawing of this building
9.19.10 | 1524 | not_found |  | 4 | each |  |  | no measured item and the quantity is not printed on any drawing of this building
9.19.11 | 1525 | not_found |  | 8 | each |  |  | no measured item and the quantity is not printed on any drawing of this building
9.19.12 | 1526 | not_found |  | 8 | each |  |  | no measured item and the quantity is not printed on any drawing of this building
9.19.13 | 1527 | not_found |  | 0.8 | m² |  |  | no measured item and the quantity is not printed on any drawing of this building
9.19.14 | 1528 | not_found |  | 11 | m³ |  |  | no measured item and the quantity is not printed on any drawing of this building
9.19.15 | 1529 | not_found |  | 1.2 | m³ |  |  | no measured item and the quantity is not printed on any drawing of this building
9.19.16 | 1530 | review |  | 2.4 | m³ |  |  | only weak candidates: the number appears on a drawing of this building without a unit or with too few digits
9.19.17 | 1531 | not_found |  | 8.1 | m³ |  |  | no measured item and the quantity is not printed on any drawing of this building
9.19.18 | 1532 | not_found |  | 0.9 | m³ |  |  | no measured item and the quantity is not printed on any drawing of this building
9.19.19 | 1533 | not_found |  | 8.1 | m³ |  |  | no measured item and the quantity is not printed on any drawing of this building
10.1.1 | 1535 | not_found |  | 430 | m³ |  |  | no measured item and the quantity is not printed on any drawing of this building
10.1.2 | 1536 | not_found |  | 13 | m³ |  |  | no measured item and the quantity is not printed on any drawing of this building
10.1.3 | 1537 | not_found |  | 225 | m³ |  |  | no measured item and the quantity is not printed on any drawing of this building
10.1.4 | 1538 | not_found |  | 225 | m³ |  |  | no measured item and the quantity is not printed on any drawing of this building
10.1.5 | 1539 | not_found |  | 56 | m³ |  |  | no measured item and the quantity is not printed on any drawing of this building
10.1.6 | 1540 | not_found |  | 62 | m³ |  |  | no measured item and the quantity is not printed on any drawing of this building
10.1.7 | 1541 | not_found |  | 87 | m³ |  |  | no measured item and the quantity is not printed on any drawing of this building
10.1.8 | 1542 | not_found |  | 156.6 | t |  |  | no measured item and the quantity is not printed on any drawing of this building
10.1.9 | 1543 | not_found |  | 87 | m³ |  |  | no measured item and the quantity is not printed on any drawing of this building
10.1.10 | 1544 | not_found |  | 7.2 | m³ |  |  | no measured item and the quantity is not printed on any drawing of this building
10.1.11 | 1545 | not_found |  | 3.4 | m³ |  |  | no measured item and the quantity is not printed on any drawing of this building
10.1.12 | 1546 | not_found |  | 34 | m² |  |  | no measured item and the quantity is not printed on any drawing of this building
10.1.13 | 1547 | not_found |  | 34 | m² |  |  | no measured item and the quantity is not printed on any drawing of this building
10.1.14 | 1548 | not_found |  | 34 | m² |  |  | no measured item and the quantity is not printed on any drawing of this building
10.1.15 | 1549 | not_found |  | 27.73 | m³ |  |  | no measured item and the quantity is not printed on any drawing of this building
10.1.16 | 1550 | not_found |  | 0.067 | t |  |  | no measured item and the quantity is not printed on any drawing of this building
10.1.17 | 1551 | not_found |  | 3.159 | t |  |  | no measured item and the quantity is not printed on any drawing of this building
10.1.18 | 1552 | not_found |  | 31.4 | m² |  |  | no measured item and the quantity is not printed on any drawing of this building
10.1.19 | 1553 | not_found |  | 31.4 | m² |  |  | no measured item and the quantity is not printed on any drawing of this building
10.1.20 | 1554 | not_found |  | 104.2 | m² |  |  | no measured item and the quantity is not printed on any drawing of this building
10.1.21 | 1555 | not_found |  | 104.2 | m² |  |  | no measured item and the quantity is not printed on any drawing of this building
10.1.22 | 1556 | not_found |  | 2.1 | m³ |  |  | no measured item and the quantity is not printed on any drawing of this building
10.1.23 | 1557 | not_found |  | 2.1 | m³ |  |  | no measured item and the quantity is not printed on any drawing of this building
10.1.24 | 1558 | printed | 4.13 | 4.13 | m³ | stated | Hadrut DEPO/Xocavend dk/9335 Xocevend yangin su anbari dk.dwg | 4.13 m³ is printed on 9335 Xocevend yangin su anbari dk.dwg sheet 9335 - 3,3a - DK, written with its unit m³
10.1.25 | 1559 | not_found |  | 0.028 | t |  |  | no measured item and the quantity is not printed on any drawing of this building
10.1.26 | 1560 | not_found |  | 0.5 | t |  |  | no measured item and the quantity is not printed on any drawing of this building
10.1.27 | 1561 | not_found |  | 1 | each |  |  | no measured item and the quantity is not printed on any drawing of this building
10.1.28 | 1562 | not_found |  | 1 | each |  |  | no measured item and the quantity is not printed on any drawing of this building
10.1.29 | 1563 | not_found |  | 0.054 | t |  |  | no measured item and the quantity is not printed on any drawing of this building
10.1.30 | 1564 | not_found |  | 1.51 | m² |  |  | no measured item and the quantity is not printed on any drawing of this building
10.1.31 | 1565 | not_found |  | 2.2 | m |  |  | no measured item and the quantity is not printed on any drawing of this building
10.1.32 | 1566 | not_found |  | 38.5 | m² |  |  | no measured item and the quantity is not printed on any drawing of this building
10.1.33 | 1567 | not_found |  | 38.5 | m² |  |  | no measured item and the quantity is not printed on any drawing of this building
10.1.34 | 1568 | not_found |  | 38.5 | m² |  |  | no measured item and the quantity is not printed on any drawing of this building
10.1.35 | 1569 | not_found |  | 38.5 | m² |  |  | no measured item and the quantity is not printed on any drawing of this building
10.1.36 | 1570 | not_found |  | 38.5 | m² |  |  | no measured item and the quantity is not printed on any drawing of this building
10.1.37 | 1571 | not_found |  | 81 | m³ |  |  | no measured item and the quantity is not printed on any drawing of this building
10.2.1 | 1573 | review |  | 5 | m |  |  | only weak candidates: the number appears on a drawing of this building without a unit or with too few digits
10.2.2 | 1574 | review |  | 5 | m |  |  | only weak candidates: the number appears on a drawing of this building without a unit or with too few digits
10.2.3 | 1575 | review |  | 5 | m |  |  | only weak candidates: the number appears on a drawing of this building without a unit or with too few digits
10.2.4 | 1576 | not_found |  | 2 | each |  |  | no measured item and the quantity is not printed on any drawing of this building
10.2.5 | 1577 | not_found |  | 0.6 | m² |  |  | no measured item and the quantity is not printed on any drawing of this building
10.2.6 | 1578 | not_found |  | 0.6 | m² |  |  | no measured item and the quantity is not printed on any drawing of this building
11.1.1 | 1580 | not_found |  | 430 | m³ |  |  | no measured item and the quantity is not printed on any drawing of this building
11.1.2 | 1581 | not_found |  | 13 | m³ |  |  | no measured item and the quantity is not printed on any drawing of this building
11.1.3 | 1582 | not_found |  | 225 | m³ |  |  | no measured item and the quantity is not printed on any drawing of this building
11.1.4 | 1583 | not_found |  | 225 | m³ |  |  | no measured item and the quantity is not printed on any drawing of this building
11.1.5 | 1584 | not_found |  | 56 | m³ |  |  | no measured item and the quantity is not printed on any drawing of this building
11.1.6 | 1585 | not_found |  | 62 | m³ |  |  | no measured item and the quantity is not printed on any drawing of this building
11.1.7 | 1586 | not_found |  | 87 | m³ |  |  | no measured item and the quantity is not printed on any drawing of this building
11.1.8 | 1587 | not_found |  | 156.6 | t |  |  | no measured item and the quantity is not printed on any drawing of this building
11.1.9 | 1588 | not_found |  | 87 | m³ |  |  | no measured item and the quantity is not printed on any drawing of this building
11.1.10 | 1589 | not_found |  | 7.2 | m³ |  |  | no measured item and the quantity is not printed on any drawing of this building
11.1.11 | 1590 | not_found |  | 3.4 | m³ |  |  | no measured item and the quantity is not printed on any drawing of this building
11.1.12 | 1591 | not_found |  | 34 | m² |  |  | no measured item and the quantity is not printed on any drawing of this building
11.1.13 | 1592 | not_found |  | 34 | m² |  |  | no measured item and the quantity is not printed on any drawing of this building
11.1.14 | 1593 | not_found |  | 34 | m² |  |  | no measured item and the quantity is not printed on any drawing of this building
11.1.15 | 1594 | not_found |  | 27.73 | m³ |  |  | no measured item and the quantity is not printed on any drawing of this building
11.1.16 | 1595 | not_found |  | 0.067 | t |  |  | no measured item and the quantity is not printed on any drawing of this building
11.1.17 | 1596 | not_found |  | 3.159 | t |  |  | no measured item and the quantity is not printed on any drawing of this building
11.1.18 | 1597 | not_found |  | 31.4 | m² |  |  | no measured item and the quantity is not printed on any drawing of this building
11.1.19 | 1598 | not_found |  | 31.4 | m² |  |  | no measured item and the quantity is not printed on any drawing of this building
11.1.20 | 1599 | not_found |  | 104.2 | m² |  |  | no measured item and the quantity is not printed on any drawing of this building
11.1.21 | 1600 | not_found |  | 104.2 | m² |  |  | no measured item and the quantity is not printed on any drawing of this building
11.1.22 | 1601 | not_found |  | 2.1 | m³ |  |  | no measured item and the quantity is not printed on any drawing of this building
11.1.23 | 1602 | not_found |  | 2.1 | m³ |  |  | no measured item and the quantity is not printed on any drawing of this building
11.1.24 | 1603 | printed | 4.13 | 4.13 | m³ | stated | Hadrut DEPO/Xocavend dk/9335 Xocevend yangin su anbari dk.dwg | 4.13 m³ is printed on 9335 Xocevend yangin su anbari dk.dwg sheet 9335 - 3,3a - DK, written with its unit m³
11.1.25 | 1604 | not_found |  | 0.028 | t |  |  | no measured item and the quantity is not printed on any drawing of this building
11.1.26 | 1605 | not_found |  | 0.5 | t |  |  | no measured item and the quantity is not printed on any drawing of this building
11.1.27 | 1606 | not_found |  | 1 | each |  |  | no measured item and the quantity is not printed on any drawing of this building
11.1.28 | 1607 | not_found |  | 1 | each |  |  | no measured item and the quantity is not printed on any drawing of this building
11.1.29 | 1608 | not_found |  | 0.054 | t |  |  | no measured item and the quantity is not printed on any drawing of this building
11.1.30 | 1609 | not_found |  | 1.51 | m² |  |  | no measured item and the quantity is not printed on any drawing of this building
11.1.31 | 1610 | not_found |  | 2.2 | m |  |  | no measured item and the quantity is not printed on any drawing of this building
11.1.32 | 1611 | not_found |  | 38.5 | m² |  |  | no measured item and the quantity is not printed on any drawing of this building
11.1.33 | 1612 | not_found |  | 38.5 | m² |  |  | no measured item and the quantity is not printed on any drawing of this building
11.1.34 | 1613 | not_found |  | 38.5 | m² |  |  | no measured item and the quantity is not printed on any drawing of this building
11.1.35 | 1614 | not_found |  | 38.5 | m² |  |  | no measured item and the quantity is not printed on any drawing of this building
11.1.36 | 1615 | not_found |  | 38.5 | m² |  |  | no measured item and the quantity is not printed on any drawing of this building
11.1.37 | 1616 | not_found |  | 81 | m³ |  |  | no measured item and the quantity is not printed on any drawing of this building
11.2.1 | 1618 | review |  | 5 | m |  |  | only weak candidates: the number appears on a drawing of this building without a unit or with too few digits
11.2.2 | 1619 | review |  | 5 | m |  |  | only weak candidates: the number appears on a drawing of this building without a unit or with too few digits
11.2.3 | 1620 | review |  | 5 | m |  |  | only weak candidates: the number appears on a drawing of this building without a unit or with too few digits
11.2.4 | 1621 | not_found |  | 2 | each |  |  | no measured item and the quantity is not printed on any drawing of this building
11.2.5 | 1622 | not_found |  | 0.6 | m² |  |  | no measured item and the quantity is not printed on any drawing of this building
11.2.6 | 1623 | not_found |  | 0.6 | m² |  |  | no measured item and the quantity is not printed on any drawing of this building
12.1.1 | 1625 | not_found |  | 143 | m³ |  |  | no measured item and the quantity is not printed on any drawing of this building
12.1.2 | 1626 | review |  | 4 | m³ |  |  | only weak candidates: the number appears on a drawing of this building without a unit or with too few digits
12.1.3 | 1627 | not_found |  | 147 | m³ |  |  | no measured item and the quantity is not printed on any drawing of this building
12.1.4 | 1628 | not_found |  | 86 | m³ |  |  | no measured item and the quantity is not printed on any drawing of this building
12.1.5 | 1629 | not_found |  | 21 | m³ |  |  | no measured item and the quantity is not printed on any drawing of this building
12.1.6 | 1630 | not_found |  | 86 | m³ |  |  | no measured item and the quantity is not printed on any drawing of this building
12.1.7 | 1631 | not_found |  | 26 | m³ |  |  | no measured item and the quantity is not printed on any drawing of this building
12.1.8 | 1632 | not_found |  | 3.2 | m³ |  |  | no measured item and the quantity is not printed on any drawing of this building
12.1.9 | 1633 | not_found |  | 1.44 | m³ |  |  | no measured item and the quantity is not printed on any drawing of this building
12.1.10 | 1634 | not_found |  | 14.4 | m² |  |  | no measured item and the quantity is not printed on any drawing of this building
12.1.11 | 1635 | not_found |  | 14.4 | m² |  |  | no measured item and the quantity is not printed on any drawing of this building
12.1.12 | 1636 | not_found |  | 14.4 | m² |  |  | no measured item and the quantity is not printed on any drawing of this building
12.1.13 | 1637 | printed | 14.49 | 14.49 | m³ | derived | Hadrut DEPO/Xocavend dk/9335 Xocavend icmeli su anbari dk.dwg | 3.89 + 10.6 = 14.49, both printed on 9335 Xocavend icmeli su anbari dk.dwg
12.1.14 | 1638 | not_found |  | 0.033 | t |  |  | no measured item and the quantity is not printed on any drawing of this building
12.1.15 | 1639 | not_found |  | 1.64 | t |  |  | no measured item and the quantity is not printed on any drawing of this building
12.1.16 | 1640 | not_found |  | 9 | m² |  |  | no measured item and the quantity is not printed on any drawing of this building
12.1.17 | 1641 | not_found |  | 14.4 | m² |  |  | no measured item and the quantity is not printed on any drawing of this building
12.1.18 | 1642 | not_found |  | 52.9 | m² |  |  | no measured item and the quantity is not printed on any drawing of this building
12.1.19 | 1643 | not_found |  | 1.06 | m³ |  |  | no measured item and the quantity is not printed on any drawing of this building
12.1.20 | 1644 | not_found |  | 1.06 | m³ |  |  | no measured item and the quantity is not printed on any drawing of this building
12.1.21 | 1645 | not_found |  | 52.9 | m² |  |  | no measured item and the quantity is not printed on any drawing of this building
12.1.22 | 1646 | printed | 1.58 | 1.58 | m³ | stated | Hadrut DEPO/Xocavend dk/9335 Xocavend icmeli su anbari dk.dwg | 1.58 m³ is printed on 9335 Xocavend icmeli su anbari dk.dwg sheet 9335 - 5,5a - DK, written with its unit m³
12.1.23 | 1647 | not_found |  | 0.011 | t |  |  | no measured item and the quantity is not printed on any drawing of this building
12.1.24 | 1648 | not_found |  | 0.197 | t |  |  | no measured item and the quantity is not printed on any drawing of this building
12.1.25 | 1649 | printed | 3 | 3 | each | stated | Hadrut DEPO/9335/Xocavend yangi ve icmeli su anbari .pdf | 3 each is printed on Xocavend yangi ve icmeli su anbari .pdf, next to the words bunovr, divarl
12.1.26 | 1650 | not_found |  | 1 | each |  |  | no measured item and the quantity is not printed on any drawing of this building
12.1.27 | 1651 | not_found |  | 1 | each |  |  | no measured item and the quantity is not printed on any drawing of this building
12.1.28 | 1652 | not_found |  | 0.041 | t |  |  | no measured item and the quantity is not printed on any drawing of this building
12.1.29 | 1653 | not_found |  | 2.6 | m² |  |  | no measured item and the quantity is not printed on any drawing of this building
12.1.30 | 1654 | not_found |  | 1.8 | m |  |  | no measured item and the quantity is not printed on any drawing of this building
12.1.31 | 1655 | not_found |  | 12.8 | m² |  |  | no measured item and the quantity is not printed on any drawing of this building
12.1.32 | 1656 | not_found |  | 12.8 | m² |  |  | no measured item and the quantity is not printed on any drawing of this building
12.1.33 | 1657 | not_found |  | 12.8 | m² |  |  | no measured item and the quantity is not printed on any drawing of this building
12.1.34 | 1658 | not_found |  | 12.8 | m² |  |  | no measured item and the quantity is not printed on any drawing of this building
12.1.35 | 1659 | not_found |  | 12.8 | m² |  |  | no measured item and the quantity is not printed on any drawing of this building
12.1.36 | 1660 | not_found |  | 27 | m³ |  |  | no measured item and the quantity is not printed on any drawing of this building
12.2.1 | 1662 | not_found |  | 5 | m |  |  | no measured item and the quantity is not printed on any drawing of this building
12.2.2 | 1663 | not_found |  | 5 | m |  |  | no measured item and the quantity is not printed on any drawing of this building
12.2.3 | 1664 | not_found |  | 5 | m |  |  | no measured item and the quantity is not printed on any drawing of this building
12.2.4 | 1665 | not_found |  | 2 | each |  |  | no measured item and the quantity is not printed on any drawing of this building
12.2.5 | 1666 | not_found |  | 1 | each |  |  | no measured item and the quantity is not printed on any drawing of this building
12.2.6 | 1667 | not_found |  | 6 | m |  |  | no measured item and the quantity is not printed on any drawing of this building
12.2.7 | 1668 | not_found |  | 6 | m |  |  | no measured item and the quantity is not printed on any drawing of this building
12.2.8 | 1669 | not_found |  | 6 | m |  |  | no measured item and the quantity is not printed on any drawing of this building
12.2.9 | 1670 | not_found |  | 1 | each |  |  | no measured item and the quantity is not printed on any drawing of this building
12.2.10 | 1671 | not_found |  | 1 | each |  |  | no measured item and the quantity is not printed on any drawing of this building
12.2.11 | 1672 | not_found |  | 5 | m |  |  | no measured item and the quantity is not printed on any drawing of this building
12.2.12 | 1673 | not_found |  | 5 | m |  |  | no measured item and the quantity is not printed on any drawing of this building
12.2.13 | 1674 | not_found |  | 5 | m |  |  | no measured item and the quantity is not printed on any drawing of this building
12.2.14 | 1675 | not_found |  | 13 | m |  |  | no measured item and the quantity is not printed on any drawing of this building
12.2.15 | 1676 | not_found |  | 13 | m |  |  | no measured item and the quantity is not printed on any drawing of this building
12.2.16 | 1677 | not_found |  | 13 | m |  |  | no measured item and the quantity is not printed on any drawing of this building
12.2.17 | 1678 | not_found |  | 1 | each |  |  | no measured item and the quantity is not printed on any drawing of this building
12.2.18 | 1679 | review |  | 3 | each |  |  | only weak candidates: the number appears on a drawing of this building without a unit or with too few digits
12.2.19 | 1680 | not_found |  | 2 | each |  |  | no measured item and the quantity is not printed on any drawing of this building
12.2.20 | 1681 | not_found |  | 11.47 | m² |  |  | no measured item and the quantity is not printed on any drawing of this building
12.2.21 | 1682 | not_found |  | 11.47 | m² |  |  | no measured item and the quantity is not printed on any drawing of this building
13.1.1 | 1684 | not_found |  | 143 | m³ |  |  | no measured item and the quantity is not printed on any drawing of this building
13.1.2 | 1685 | review |  | 4 | m³ |  |  | only weak candidates: the number appears on a drawing of this building without a unit or with too few digits
13.1.3 | 1686 | not_found |  | 147 | m³ |  |  | no measured item and the quantity is not printed on any drawing of this building
13.1.4 | 1687 | not_found |  | 86 | m³ |  |  | no measured item and the quantity is not printed on any drawing of this building
13.1.5 | 1688 | not_found |  | 21 | m³ |  |  | no measured item and the quantity is not printed on any drawing of this building
13.1.6 | 1689 | not_found |  | 86 | m³ |  |  | no measured item and the quantity is not printed on any drawing of this building
13.1.7 | 1690 | not_found |  | 26 | m³ |  |  | no measured item and the quantity is not printed on any drawing of this building
13.1.8 | 1691 | not_found |  | 3.2 | m³ |  |  | no measured item and the quantity is not printed on any drawing of this building
13.1.9 | 1692 | not_found |  | 1.44 | m³ |  |  | no measured item and the quantity is not printed on any drawing of this building
13.1.10 | 1693 | not_found |  | 14.4 | m² |  |  | no measured item and the quantity is not printed on any drawing of this building
13.1.11 | 1694 | not_found |  | 14.4 | m² |  |  | no measured item and the quantity is not printed on any drawing of this building
13.1.12 | 1695 | not_found |  | 14.4 | m² |  |  | no measured item and the quantity is not printed on any drawing of this building
13.1.13 | 1696 | printed | 14.49 | 14.49 | m³ | derived | Hadrut DEPO/Xocavend dk/9335 Xocavend icmeli su anbari dk.dwg | 3.89 + 10.6 = 14.49, both printed on 9335 Xocavend icmeli su anbari dk.dwg
13.1.14 | 1697 | not_found |  | 0.033 | t |  |  | no measured item and the quantity is not printed on any drawing of this building
13.1.15 | 1698 | not_found |  | 1.64 | t |  |  | no measured item and the quantity is not printed on any drawing of this building
13.1.16 | 1699 | not_found |  | 9 | m² |  |  | no measured item and the quantity is not printed on any drawing of this building
13.1.17 | 1700 | not_found |  | 14.4 | m² |  |  | no measured item and the quantity is not printed on any drawing of this building
13.1.18 | 1701 | not_found |  | 52.9 | m² |  |  | no measured item and the quantity is not printed on any drawing of this building
13.1.19 | 1702 | not_found |  | 1.06 | m³ |  |  | no measured item and the quantity is not printed on any drawing of this building
13.1.20 | 1703 | not_found |  | 1.06 | m³ |  |  | no measured item and the quantity is not printed on any drawing of this building
13.1.21 | 1704 | not_found |  | 52.9 | m² |  |  | no measured item and the quantity is not printed on any drawing of this building
13.1.22 | 1705 | printed | 1.58 | 1.58 | m³ | stated | Hadrut DEPO/Xocavend dk/9335 Xocavend icmeli su anbari dk.dwg | 1.58 m³ is printed on 9335 Xocavend icmeli su anbari dk.dwg sheet 9335 - 5,5a - DK, written with its unit m³
13.1.23 | 1706 | not_found |  | 0.011 | t |  |  | no measured item and the quantity is not printed on any drawing of this building
13.1.24 | 1707 | not_found |  | 0.197 | t |  |  | no measured item and the quantity is not printed on any drawing of this building
13.1.25 | 1708 | printed | 3 | 3 | each | stated | Hadrut DEPO/9335/Xocavend yangi ve icmeli su anbari .pdf | 3 each is printed on Xocavend yangi ve icmeli su anbari .pdf, next to the words bunovr, divarl
13.1.26 | 1709 | not_found |  | 1 | each |  |  | no measured item and the quantity is not printed on any drawing of this building
13.1.27 | 1710 | not_found |  | 1 | each |  |  | no measured item and the quantity is not printed on any drawing of this building
13.1.28 | 1711 | not_found |  | 0.041 | t |  |  | no measured item and the quantity is not printed on any drawing of this building
13.1.29 | 1712 | not_found |  | 2.6 | m² |  |  | no measured item and the quantity is not printed on any drawing of this building
13.1.30 | 1713 | not_found |  | 1.8 | m |  |  | no measured item and the quantity is not printed on any drawing of this building
13.1.31 | 1714 | not_found |  | 12.8 | m² |  |  | no measured item and the quantity is not printed on any drawing of this building
13.1.32 | 1715 | not_found |  | 12.8 | m² |  |  | no measured item and the quantity is not printed on any drawing of this building
13.1.33 | 1716 | not_found |  | 12.8 | m² |  |  | no measured item and the quantity is not printed on any drawing of this building
13.1.34 | 1717 | not_found |  | 12.8 | m² |  |  | no measured item and the quantity is not printed on any drawing of this building
13.1.35 | 1718 | not_found |  | 12.8 | m² |  |  | no measured item and the quantity is not printed on any drawing of this building
13.1.36 | 1719 | not_found |  | 27 | m³ |  |  | no measured item and the quantity is not printed on any drawing of this building
13.2.1 | 1721 | not_found |  | 5 | m |  |  | no measured item and the quantity is not printed on any drawing of this building
13.2.2 | 1722 | not_found |  | 5 | m |  |  | no measured item and the quantity is not printed on any drawing of this building
13.2.3 | 1723 | not_found |  | 5 | m |  |  | no measured item and the quantity is not printed on any drawing of this building
13.2.4 | 1724 | not_found |  | 2 | each |  |  | no measured item and the quantity is not printed on any drawing of this building
13.2.5 | 1725 | not_found |  | 1 | each |  |  | no measured item and the quantity is not printed on any drawing of this building
13.2.6 | 1726 | not_found |  | 6 | m |  |  | no measured item and the quantity is not printed on any drawing of this building
13.2.7 | 1727 | not_found |  | 6 | m |  |  | no measured item and the quantity is not printed on any drawing of this building
13.2.8 | 1728 | not_found |  | 6 | m |  |  | no measured item and the quantity is not printed on any drawing of this building
13.2.9 | 1729 | not_found |  | 1 | each |  |  | no measured item and the quantity is not printed on any drawing of this building
13.2.10 | 1730 | not_found |  | 1 | each |  |  | no measured item and the quantity is not printed on any drawing of this building
13.2.11 | 1731 | not_found |  | 5 | m |  |  | no measured item and the quantity is not printed on any drawing of this building
13.2.12 | 1732 | not_found |  | 5 | m |  |  | no measured item and the quantity is not printed on any drawing of this building
13.2.13 | 1733 | not_found |  | 5 | m |  |  | no measured item and the quantity is not printed on any drawing of this building
13.2.14 | 1734 | not_found |  | 13 | m |  |  | no measured item and the quantity is not printed on any drawing of this building
13.2.15 | 1735 | not_found |  | 13 | m |  |  | no measured item and the quantity is not printed on any drawing of this building
13.2.16 | 1736 | not_found |  | 13 | m |  |  | no measured item and the quantity is not printed on any drawing of this building
13.2.17 | 1737 | not_found |  | 1 | each |  |  | no measured item and the quantity is not printed on any drawing of this building
13.2.18 | 1738 | review |  | 3 | each |  |  | only weak candidates: the number appears on a drawing of this building without a unit or with too few digits
13.2.19 | 1739 | not_found |  | 2 | each |  |  | no measured item and the quantity is not printed on any drawing of this building
13.2.20 | 1740 | not_found |  | 11.47 | m² |  |  | no measured item and the quantity is not printed on any drawing of this building
13.2.21 | 1741 | not_found |  | 11.47 | m² |  |  | no measured item and the quantity is not printed on any drawing of this building
14.1.1 | 1743 | not_found |  | 146 | m³ |  |  | no measured item and the quantity is not printed on any drawing of this building
14.1.2 | 1744 | not_found |  | 5 | m³ |  |  | no measured item and the quantity is not printed on any drawing of this building
14.1.3 | 1745 | not_found |  | 116 | m³ |  |  | no measured item and the quantity is not printed on any drawing of this building
14.1.4 | 1746 | not_found |  | 29 | m³ |  |  | no measured item and the quantity is not printed on any drawing of this building
14.1.5 | 1747 | not_found |  | 145 | m³ |  |  | no measured item and the quantity is not printed on any drawing of this building
14.2.1 | 1749 | not_found |  | 2.5 | m³ |  |  | no measured item and the quantity is not printed on any drawing of this building
14.2.2 | 1750 | not_found |  | 2.304 | m³ |  |  | no measured item and the quantity is not printed on any drawing of this building
14.2.3 | 1751 | printed | 8.46 | 8.46 | m³ | stated | Hadrut DEPO/Xocavend dk/9335 Xocavend su nasos stansiyasi dk.dwg | 8.46 m³ is printed on 9335 Xocavend su nasos stansiyasi dk.dwg sheet 9335 - 4 - MT, next to the words beton
14.2.4 | 1752 | not_found |  | 0.038 | t |  |  | no measured item and the quantity is not printed on any drawing of this building
14.2.5 | 1753 | not_found |  | 0.54 | t |  |  | no measured item and the quantity is not printed on any drawing of this building
14.2.6 | 1754 | not_found |  | 13.12 | m³ |  |  | no measured item and the quantity is not printed on any drawing of this building
14.2.7 | 1755 | not_found |  | 39.2 | m² |  |  | no measured item and the quantity is not printed on any drawing of this building
14.2.8 | 1756 | not_found |  | 0.36 | m² |  |  | no measured item and the quantity is not printed on any drawing of this building
14.2.9 | 1757 | not_found |  | 0.011 | t |  |  | no measured item and the quantity is not printed on any drawing of this building
14.2.10 | 1758 | not_found |  | 0.72 | m² |  |  | no measured item and the quantity is not printed on any drawing of this building
14.2.11 | 1759 | not_found |  | 2 | each |  |  | no measured item and the quantity is not printed on any drawing of this building
14.2.12 | 1760 | not_found |  | 3 | each |  |  | no measured item and the quantity is not printed on any drawing of this building
14.3.1 | 1762 | review |  | 0.32 | m³ |  |  | only weak candidates: the number appears on a drawing of this building without a unit or with too few digits
14.3.2 | 1763 | not_found |  | 0.045 | t |  |  | no measured item and the quantity is not printed on any drawing of this building
14.3.3 | 1764 | not_found |  | 0.066 | t |  |  | no measured item and the quantity is not printed on any drawing of this building
14.3.4 | 1765 | printed | 2.91 | 2.91 | m³ | stated | Hadrut DEPO/Xocavend dk/9335 Xocavend su nasos stansiyasi dk.dwg | 2.91 m³ is printed on 9335 Xocavend su nasos stansiyasi dk.dwg sheet 9335 - 4 - MT, written with its unit m³
14.3.5 | 1766 | not_found |  | 0.017 | t |  |  | no measured item and the quantity is not printed on any drawing of this building
14.3.r1767 | 1767 | not_found |  | 0.301 | t |  |  | no measured item and the quantity is not printed on any drawing of this building
14.4.1 | 1769 | not_found |  | 33.1 | m² |  |  | no measured item and the quantity is not printed on any drawing of this building
14.4.2 | 1770 | not_found |  | 0.111 | t |  |  | no measured item and the quantity is not printed on any drawing of this building
14.4.3 | 1771 | not_found |  | 3 | each |  |  | no measured item and the quantity is not printed on any drawing of this building
14.4.4 | 1772 | not_found |  | 3 | each |  |  | no measured item and the quantity is not printed on any drawing of this building
14.5.1 | 1774 | not_found |  | 12.96 | m² |  |  | no measured item and the quantity is not printed on any drawing of this building
14.5.2 | 1775 | not_found |  | 1.296 | m³ |  |  | no measured item and the quantity is not printed on any drawing of this building
14.5.3 | 1776 | not_found |  | 12.96 | m² |  |  | no measured item and the quantity is not printed on any drawing of this building
14.5.4 | 1777 | not_found |  | 12.96 | m² |  |  | no measured item and the quantity is not printed on any drawing of this building
14.5.5 | 1778 | matched | 0.33 | 0.33 | m³ | schedule | pump_roof_timber | equals Pump station, roof timber total
14.5.6 | 1779 | matched | 27.64 | 27.64 | m² | stated | pump_roof_tile | equals Pump station, metal roof tile area
14.5.7 | 1780 | printed | 17.6 | 17.6 | m | stated | Hadrut DEPO/YRS - VM - Xocavənd/YRS - VM - XOCAVEND-NƏZARƏT.dwg | 17.6 m is printed on YRS - VM - XOCAVEND-NƏZARƏT.dwg sheet 9336-04-MT, written with its unit m
14.5.8 | 1781 | not_found |  | 7.6 | m |  |  | no measured item and the quantity is not printed on any drawing of this building
14.5.9 | 1782 | not_found |  | 2 | each |  |  | no measured item and the quantity is not printed on any drawing of this building
14.6.1 | 1784 | not_found |  | 2.2 | m² |  |  | no measured item and the quantity is not printed on any drawing of this building
14.6.2 | 1785 | not_found |  | 1 | each |  |  | no measured item and the quantity is not printed on any drawing of this building
14.6.3 | 1786 | not_found |  | 4.4 | m² |  |  | no measured item and the quantity is not printed on any drawing of this building
14.6.4 | 1787 | not_found |  | 3.12 | m² |  |  | no measured item and the quantity is not printed on any drawing of this building
14.7.1 | 1789 | review |  | 16 | m² |  |  | only weak candidates: the number appears on a drawing of this building without a unit or with too few digits
14.7.2 | 1790 | review |  | 16 | m² |  |  | only weak candidates: the number appears on a drawing of this building without a unit or with too few digits
14.7.3 | 1791 | printed | 16 | 16 | m² | stated | Hadrut DEPO/YRS - VM - Xocavənd/YRS - VM - XOCAVEND-NƏZARƏT.dwg | 16 m² is printed on YRS - VM - XOCAVEND-NƏZARƏT.dwg sheet 9336-04-MT, next to the words mehlul, sement
14.8.1 | 1793 | review |  | 13 | m² |  |  | only weak candidates: the number appears on a drawing of this building without a unit or with too few digits
14.8.2 | 1794 | review |  | 13 | m² |  |  | only weak candidates: the number appears on a drawing of this building without a unit or with too few digits
14.8.3 | 1795 | review |  | 66.1 | m² |  |  | only weak candidates: the number appears on a drawing of this building without a unit or with too few digits
14.8.4 | 1796 | not_found |  | 4.36 | m² |  |  | no measured item and the quantity is not printed on any drawing of this building
14.8.5 | 1797 | not_found |  | 69.01 | m² |  |  | no measured item and the quantity is not printed on any drawing of this building
14.8.6 | 1798 | printed | 63.4 | 63.4 | m² | stated | Hadrut DEPO/9335/9335 su nasos stansiyası.pdf | 63.4 m² is printed on 9335 su nasos stansiyası.pdf, next to the words divarl
14.8.7 | 1799 | not_found |  | 64.85 | m² |  |  | no measured item and the quantity is not printed on any drawing of this building
14.9.1 | 1801 | not_found |  | 0.337 | t |  |  | no measured item and the quantity is not printed on any drawing of this building
14.9.2 | 1802 | not_found |  | 0.072 | m³ |  |  | no measured item and the quantity is not printed on any drawing of this building
14.9.3 | 1803 | not_found |  | 9.4 | m² |  |  | no measured item and the quantity is not printed on any drawing of this building
14.9.4 | 1804 | not_found |  | 9.4 | m² |  |  | no measured item and the quantity is not printed on any drawing of this building
14.9.5 | 1805 | not_found |  | 0.18 | m³ |  |  | no measured item and the quantity is not printed on any drawing of this building
14.10.1 | 1807 | not_found |  | 2 | each |  |  | no measured item and the quantity is not printed on any drawing of this building
14.10.2 | 1808 | not_found |  | 1 | set |  |  | no measured item and the quantity is not printed on any drawing of this building
14.10.3 | 1809 | not_found |  | 1 | each |  |  | no measured item and the quantity is not printed on any drawing of this building
14.10.4 | 1810 | not_found |  | 2 | each |  |  | no measured item and the quantity is not printed on any drawing of this building
14.10.5 | 1811 | not_found |  | 1 | each |  |  | no measured item and the quantity is not printed on any drawing of this building
14.10.6 | 1812 | not_found |  | 1 | each |  |  | no measured item and the quantity is not printed on any drawing of this building
14.10.7 | 1813 | review |  | 16 | m |  |  | only weak candidates: the number appears on a drawing of this building without a unit or with too few digits
14.10.8 | 1814 | review |  | 16 | m |  |  | only weak candidates: the number appears on a drawing of this building without a unit or with too few digits
14.10.9 | 1815 | not_found |  | 20 | m |  |  | no measured item and the quantity is not printed on any drawing of this building
14.10.10 | 1816 | not_found |  | 20 | m |  |  | no measured item and the quantity is not printed on any drawing of this building
14.10.11 | 1817 | not_found |  | 36 | m |  |  | no measured item and the quantity is not printed on any drawing of this building
14.10.12 | 1818 | not_found |  | 5 | m |  |  | no measured item and the quantity is not printed on any drawing of this building
14.10.13 | 1819 | not_found |  | 5 | m |  |  | no measured item and the quantity is not printed on any drawing of this building
14.10.14 | 1820 | not_found |  | 5 | m |  |  | no measured item and the quantity is not printed on any drawing of this building
14.10.15 | 1821 | not_found |  | 2 | each |  |  | no measured item and the quantity is not printed on any drawing of this building
14.10.16 | 1822 | not_found |  | 2 | each |  |  | no measured item and the quantity is not printed on any drawing of this building
14.10.17 | 1823 | not_found |  | 2 | each |  |  | no measured item and the quantity is not printed on any drawing of this building
14.10.18 | 1824 | not_found |  | 2 | each |  |  | no measured item and the quantity is not printed on any drawing of this building
14.10.19 | 1825 | not_found |  | 4 | each |  |  | no measured item and the quantity is not printed on any drawing of this building
14.10.20 | 1826 | not_found |  | 4 | each |  |  | no measured item and the quantity is not printed on any drawing of this building
14.10.21 | 1827 | not_found |  | 2 | each |  |  | no measured item and the quantity is not printed on any drawing of this building
14.10.22 | 1828 | not_found |  | 2 | each |  |  | no measured item and the quantity is not printed on any drawing of this building
14.10.23 | 1829 | not_found |  | 1 | each |  |  | no measured item and the quantity is not printed on any drawing of this building
14.10.24 | 1830 | not_found |  | 2 | each |  |  | no measured item and the quantity is not printed on any drawing of this building
14.10.25 | 1831 | not_found |  | 2 | each |  |  | no measured item and the quantity is not printed on any drawing of this building
14.10.26 | 1832 | not_found |  | 2 | each |  |  | no measured item and the quantity is not printed on any drawing of this building
14.10.27 | 1833 | not_found |  | 2 | each |  |  | no measured item and the quantity is not printed on any drawing of this building
14.10.28 | 1834 | not_found |  | 2 | each |  |  | no measured item and the quantity is not printed on any drawing of this building
14.11.1 | 1836 | not_found |  | 4 | each |  |  | no measured item and the quantity is not printed on any drawing of this building
14.11.2 | 1837 | not_found |  | 4 | each |  |  | no measured item and the quantity is not printed on any drawing of this building
14.11.3 | 1838 | not_found |  | 1 | each |  |  | no measured item and the quantity is not printed on any drawing of this building
14.11.4 | 1839 | not_found |  | 1 | each |  |  | no measured item and the quantity is not printed on any drawing of this building
14.11.5 | 1840 | not_found |  | 4 | each |  |  | no measured item and the quantity is not printed on any drawing of this building
14.11.6 | 1841 | not_found |  | 1 | each |  |  | no measured item and the quantity is not printed on any drawing of this building
14.11.7 | 1842 | not_found |  | 2 | each |  |  | no measured item and the quantity is not printed on any drawing of this building
14.11.8 | 1843 | not_found |  | 2 | each |  |  | no measured item and the quantity is not printed on any drawing of this building
14.11.9 | 1844 | not_found |  | 1 | each |  |  | no measured item and the quantity is not printed on any drawing of this building
14.11.10 | 1845 | not_found |  | 4 | each |  |  | no measured item and the quantity is not printed on any drawing of this building
14.11.11 | 1846 | not_found |  | 4 | each |  |  | no measured item and the quantity is not printed on any drawing of this building
14.11.12 | 1847 | not_found |  | 40 | m |  |  | no measured item and the quantity is not printed on any drawing of this building
14.11.13 | 1848 | not_found |  | 40 | m |  |  | no measured item and the quantity is not printed on any drawing of this building
14.11.14 | 1849 | not_found |  | 40 | m |  |  | no measured item and the quantity is not printed on any drawing of this building
14.11.15 | 1850 | not_found |  | 40 | m |  |  | no measured item and the quantity is not printed on any drawing of this building
14.11.16 | 1851 | not_found |  | 24.1 | kg |  |  | no measured item and the quantity is not printed on any drawing of this building
14.11.17 | 1852 | not_found |  | 3 | each |  |  | no measured item and the quantity is not printed on any drawing of this building
14.11.18 | 1853 | not_found |  | 5 | m |  |  | no measured item and the quantity is not printed on any drawing of this building
14.11.19 | 1854 | not_found |  | 5 | m |  |  | no measured item and the quantity is not printed on any drawing of this building
14.11.20 | 1855 | not_found |  | 15 | m |  |  | no measured item and the quantity is not printed on any drawing of this building
14.11.21 | 1856 | not_found |  | 15 | m |  |  | no measured item and the quantity is not printed on any drawing of this building
14.12.1 | 1858 | not_found |  | 1 | each |  |  | no measured item and the quantity is not printed on any drawing of this building
14.12.2 | 1859 | not_found |  | 1 | each |  |  | no measured item and the quantity is not printed on any drawing of this building
14.12.3 | 1860 | not_found |  | 1 | each |  |  | no measured item and the quantity is not printed on any drawing of this building
14.12.4 | 1861 | not_found |  | 3 | each |  |  | no measured item and the quantity is not printed on any drawing of this building
14.12.5 | 1862 | not_found |  | 3 | each |  |  | no measured item and the quantity is not printed on any drawing of this building
14.12.6 | 1863 | not_found |  | 3 | each |  |  | no measured item and the quantity is not printed on any drawing of this building
14.12.7 | 1864 | not_found |  | 10 | each |  |  | no measured item and the quantity is not printed on any drawing of this building
14.12.8 | 1865 | not_found |  | 1 | each |  |  | no measured item and the quantity is not printed on any drawing of this building
14.12.9 | 1866 | not_found |  | 1 | each |  |  | no measured item and the quantity is not printed on any drawing of this building
14.12.10 | 1867 | not_found |  | 1.5 | m |  |  | no measured item and the quantity is not printed on any drawing of this building
14.12.11 | 1868 | not_found |  | 3 | each |  |  | no measured item and the quantity is not printed on any drawing of this building
14.12.12 | 1869 | not_found |  | 3 | each |  |  | no measured item and the quantity is not printed on any drawing of this building
14.12.13 | 1870 | not_found |  | 3 | each |  |  | no measured item and the quantity is not printed on any drawing of this building
14.12.14 | 1871 | not_found |  | 3 | each |  |  | no measured item and the quantity is not printed on any drawing of this building
14.12.15 | 1872 | not_found |  | 1 | set |  |  | no measured item and the quantity is not printed on any drawing of this building
14.12.16 | 1873 | not_found |  | 1 | each |  |  | no measured item and the quantity is not printed on any drawing of this building
14.12.17 | 1874 | not_found |  | 1 | each |  |  | no measured item and the quantity is not printed on any drawing of this building
14.12.18 | 1875 | not_found |  | 1 | each |  |  | no measured item and the quantity is not printed on any drawing of this building
14.12.19 | 1876 | review |  | 25 | m |  |  | only weak candidates: the number appears on a drawing of this building without a unit or with too few digits
14.12.20 | 1877 | review |  | 25 | m |  |  | only weak candidates: the number appears on a drawing of this building without a unit or with too few digits
14.12.21 | 1878 | not_found |  | 11 | m |  |  | no measured item and the quantity is not printed on any drawing of this building
14.12.22 | 1879 | not_found |  | 15 | m |  |  | no measured item and the quantity is not printed on any drawing of this building
14.12.23 | 1880 | review |  | 25 | m |  |  | only weak candidates: the number appears on a drawing of this building without a unit or with too few digits
14.12.24 | 1881 | review |  | 1 | m |  |  | only weak candidates: the number appears on a drawing of this building without a unit or with too few digits
15.1.1 | 1883 | not_found |  | 176 | m³ |  |  | no measured item and the quantity is not printed on any drawing of this building
15.1.2 | 1884 | not_found |  | 6 | m³ |  |  | no measured item and the quantity is not printed on any drawing of this building
15.1.3 | 1885 | not_found |  | 63 | m³ |  |  | no measured item and the quantity is not printed on any drawing of this building
15.1.4 | 1886 | review |  | 16 | m³ |  |  | only weak candidates: the number appears on a drawing of this building without a unit or with too few digits
15.1.5 | 1887 | not_found |  | 63 | m³ |  |  | no measured item and the quantity is not printed on any drawing of this building
15.1.6 | 1888 | not_found |  | 103 | m³ |  |  | no measured item and the quantity is not printed on any drawing of this building
15.1.7 | 1889 | not_found |  | 180.3 | t |  |  | no measured item and the quantity is not printed on any drawing of this building
15.1.8 | 1890 | not_found |  | 103 | m³ |  |  | no measured item and the quantity is not printed on any drawing of this building
15.2.1 | 1892 | printed | 18.5 | 18.5 | m³ | stated | Hadrut DEPO/Xocavend dk/9335 Xocavend avtoyuma dk.dwg | 18.5 m³ is printed on 9335 Xocavend avtoyuma dk.dwg sheet 9335 - 9 - DK, next to the words beton
15.2.2 | 1893 | not_found |  | 1.199 | t |  |  | no measured item and the quantity is not printed on any drawing of this building
15.2.3 | 1894 | printed | 14.6 | 14.6 | m³ | stated | Hadrut DEPO/Xocavend dk/9335 Xocavend avtoyuma dk.dwg | 14.6 m³ is printed on 9335 Xocavend avtoyuma dk.dwg sheet 9335 - 9 - DK, next to the words beton
15.2.4 | 1895 | not_found |  | 0.121 | t |  |  | no measured item and the quantity is not printed on any drawing of this building
15.2.5 | 1896 | not_found |  | 0.265 | t |  |  | no measured item and the quantity is not printed on any drawing of this building
15.2.6 | 1897 | not_found |  | 24 | m |  |  | no measured item and the quantity is not printed on any drawing of this building
15.2.7 | 1898 | not_found |  | 96 | m² |  |  | no measured item and the quantity is not printed on any drawing of this building
15.2.8 | 1899 | not_found |  | 0.4 | m³ |  |  | no measured item and the quantity is not printed on any drawing of this building
15.2.9 | 1900 | not_found |  | 0.304 | t |  |  | no measured item and the quantity is not printed on any drawing of this building
15.3.1 | 1902 | not_found |  | 7 | m |  |  | no measured item and the quantity is not printed on any drawing of this building
15.3.2 | 1903 | not_found |  | 7 | m |  |  | no measured item and the quantity is not printed on any drawing of this building
15.3.3 | 1904 | not_found |  | 1 | each |  |  | no measured item and the quantity is not printed on any drawing of this building
15.4.1 | 1906 | review |  | 16 | m |  |  | only weak candidates: the number appears on a drawing of this building without a unit or with too few digits
15.4.2 | 1907 | review |  | 16 | m |  |  | only weak candidates: the number appears on a drawing of this building without a unit or with too few digits
15.4.3 | 1908 | not_found |  | 3 | m |  |  | no measured item and the quantity is not printed on any drawing of this building
15.4.4 | 1909 | not_found |  | 3 | m |  |  | no measured item and the quantity is not printed on any drawing of this building
15.4.5 | 1910 | not_found |  | 1 | set |  |  | no measured item and the quantity is not printed on any drawing of this building
15.5.1 | 1912 | not_found |  | 1 | set |  |  | no measured item and the quantity is not printed on any drawing of this building
16.1.1 | 1914 | not_found |  | 23 | m³ |  |  | no measured item and the quantity is not printed on any drawing of this building
16.1.2 | 1915 | not_found |  | 1 | m³ |  |  | no measured item and the quantity is not printed on any drawing of this building
16.1.3 | 1916 | not_found |  | 15 | m³ |  |  | no measured item and the quantity is not printed on any drawing of this building
16.1.4 | 1917 | not_found |  | 15 | m³ |  |  | no measured item and the quantity is not printed on any drawing of this building
16.1.5 | 1918 | not_found |  | 4 | m³ |  |  | no measured item and the quantity is not printed on any drawing of this building
16.1.6 | 1919 | not_found |  | 1.2 | m³ |  |  | no measured item and the quantity is not printed on any drawing of this building
16.1.7 | 1920 | not_found |  | 0.93 | m³ |  |  | no measured item and the quantity is not printed on any drawing of this building
16.1.8 | 1921 | printed | 3.35 | 3.35 | m³ | stated | Hadrut DEPO/Xocavend dk/9335 Xocavənd ayaqyolu dk.dwg | 3.35 m³ is printed on 9335 Xocavənd ayaqyolu dk.dwg sheet 9335 - 13 - MT, next to the words beton
16.1.9 | 1922 | not_found |  | 0.015 | t |  |  | no measured item and the quantity is not printed on any drawing of this building
16.1.10 | 1923 | not_found |  | 0.412 | t |  |  | no measured item and the quantity is not printed on any drawing of this building
16.1.11 | 1924 | not_found |  | 10.2 | m² |  |  | no measured item and the quantity is not printed on any drawing of this building
16.1.12 | 1925 | not_found |  | 20.4 | m² |  |  | no measured item and the quantity is not printed on any drawing of this building
16.1.13 | 1926 | not_found |  | 27.1 | m² |  |  | no measured item and the quantity is not printed on any drawing of this building
16.1.14 | 1927 | not_found |  | 0.55 | m³ |  |  | no measured item and the quantity is not printed on any drawing of this building
16.1.15 | 1928 | not_found |  | 0.55 | m³ |  |  | no measured item and the quantity is not printed on any drawing of this building
16.1.16 | 1929 | not_found |  | 19.9 | m² |  |  | no measured item and the quantity is not printed on any drawing of this building
16.1.17 | 1930 | not_found |  | 1.56 | m³ |  |  | no measured item and the quantity is not printed on any drawing of this building
16.1.18 | 1931 | review |  | 0.88 | m³ |  |  | only weak candidates: the number appears on a drawing of this building without a unit or with too few digits
16.1.19 | 1932 | not_found |  | 0.034 | t |  |  | no measured item and the quantity is not printed on any drawing of this building
16.1.20 | 1933 | not_found |  | 0.031 | t |  |  | no measured item and the quantity is not printed on any drawing of this building
16.1.21 | 1934 | not_found |  | 1.18 | m³ |  |  | no measured item and the quantity is not printed on any drawing of this building
16.1.22 | 1935 | not_found |  | 0.76 | t |  |  | no measured item and the quantity is not printed on any drawing of this building
16.1.23 | 1936 | not_found |  | 0.046 | t |  |  | no measured item and the quantity is not printed on any drawing of this building
16.1.24 | 1937 | printed | 12.5 | 12.5 | m² | stated | Hadrut DEPO/9335/9335 2 yerlik ayaqyolu.pdf | 12.5 m² is printed on 9335 2 yerlik ayaqyolu.pdf, next to the words ortuyu, sinkle
16.1.25 | 1938 | not_found |  | 1.08 | m² |  |  | no measured item and the quantity is not printed on any drawing of this building
16.1.26 | 1939 | not_found |  | 6.02 | m² |  |  | no measured item and the quantity is not printed on any drawing of this building
16.1.27 | 1940 | printed | 5.14 | 5.14 | m² | stated | Hadrut DEPO/9335/9335 2 yerlik ayaqyolu.pdf | 5.14 m² is printed on 9335 2 yerlik ayaqyolu.pdf, written with its unit m²
16.1.28 | 1941 | printed | 5.14 | 5.14 | m² | stated | Hadrut DEPO/9335/9335 2 yerlik ayaqyolu.pdf | 5.14 m² is printed on 9335 2 yerlik ayaqyolu.pdf, next to the words doseme
16.1.29 | 1942 | printed | 5.46 | 5.46 | m² | stated | Hadrut DEPO/9335/9335 2 yerlik ayaqyolu.pdf | 5.46 m² is printed on 9335 2 yerlik ayaqyolu.pdf, written with its unit m²
16.1.30 | 1943 | printed | 34 | 34 | m² | stated | Hadrut DEPO/9335/9335 2 yerlik ayaqyolu.pdf | 34 m² is printed on 9335 2 yerlik ayaqyolu.pdf, next to the words divarl, kafel
16.1.31 | 1944 | derived | 34 | 34 | m² | derived |  | same quantity as line 16.1.30 (34 m²)
16.1.32 | 1945 | review |  | 36 | m² |  |  | only weak candidates: the number appears on a drawing of this building without a unit or with too few digits
16.1.33 | 1946 | review |  | 36 | m² |  |  | only weak candidates: the number appears on a drawing of this building without a unit or with too few digits
16.2.1 | 1948 | not_found |  | 7 | m |  |  | no measured item and the quantity is not printed on any drawing of this building
16.2.2 | 1949 | not_found |  | 7 | m |  |  | no measured item and the quantity is not printed on any drawing of this building
16.2.3 | 1950 | not_found |  | 14 | m |  |  | no measured item and the quantity is not printed on any drawing of this building
16.2.4 | 1951 | not_found |  | 14 | m |  |  | no measured item and the quantity is not printed on any drawing of this building
16.2.5 | 1952 | not_found |  | 3 | each |  |  | no measured item and the quantity is not printed on any drawing of this building
16.3.1 | 1954 | not_found |  | 12 | m |  |  | no measured item and the quantity is not printed on any drawing of this building
16.3.2 | 1955 | not_found |  | 12 | m |  |  | no measured item and the quantity is not printed on any drawing of this building
16.3.3 | 1956 | not_found |  | 4 | m |  |  | no measured item and the quantity is not printed on any drawing of this building
16.3.4 | 1957 | not_found |  | 4 | m |  |  | no measured item and the quantity is not printed on any drawing of this building
16.3.5 | 1958 | not_found |  | 1 | each |  |  | no measured item and the quantity is not printed on any drawing of this building
16.3.6 | 1959 | not_found |  | 2 | set |  |  | no measured item and the quantity is not printed on any drawing of this building
16.3.7 | 1960 | not_found |  | 2 | set |  |  | no measured item and the quantity is not printed on any drawing of this building
16.3.8 | 1961 | not_found |  | 2 | set |  |  | no measured item and the quantity is not printed on any drawing of this building
16.3.9 | 1962 | not_found |  | 2 | each |  |  | no measured item and the quantity is not printed on any drawing of this building
16.3.10 | 1963 | not_found |  | 2 | each |  |  | no measured item and the quantity is not printed on any drawing of this building
16.3.11 | 1964 | not_found |  | 2 | set |  |  | no measured item and the quantity is not printed on any drawing of this building
16.4.1 | 1966 | not_found |  | 2 | each |  |  | no measured item and the quantity is not printed on any drawing of this building
16.4.2 | 1967 | not_found |  | 1.4 | m² |  |  | no measured item and the quantity is not printed on any drawing of this building
16.5.1 | 1969 | not_found |  | 1 | each |  |  | no measured item and the quantity is not printed on any drawing of this building
16.5.2 | 1970 | not_found |  | 1 | each |  |  | no measured item and the quantity is not printed on any drawing of this building
16.5.3 | 1971 | not_found |  | 5 | each |  |  | no measured item and the quantity is not printed on any drawing of this building
16.5.4 | 1972 | not_found |  | 5 | each |  |  | no measured item and the quantity is not printed on any drawing of this building
16.5.5 | 1973 | not_found |  | 5 | each |  |  | no measured item and the quantity is not printed on any drawing of this building
16.5.6 | 1974 | not_found |  | 1 | each |  |  | no measured item and the quantity is not printed on any drawing of this building
16.5.7 | 1975 | not_found |  | 2 | each |  |  | no measured item and the quantity is not printed on any drawing of this building
16.5.8 | 1976 | not_found |  | 3 | each |  |  | no measured item and the quantity is not printed on any drawing of this building
16.5.9 | 1977 | not_found |  | 30 | m |  |  | no measured item and the quantity is not printed on any drawing of this building
16.5.10 | 1978 | not_found |  | 30 | m |  |  | no measured item and the quantity is not printed on any drawing of this building
17.1.1 | 1980 | review |  | 336 | m³ |  |  | only weak candidates: the number appears on a drawing of this building without a unit or with too few digits
17.1.2 | 1981 | review |  | 14 | m³ |  |  | only weak candidates: the number appears on a drawing of this building without a unit or with too few digits
17.1.3 | 1982 | not_found |  | 279 | m³ |  |  | no measured item and the quantity is not printed on any drawing of this building
17.1.4 | 1983 | review |  | 21 | m³ |  |  | only weak candidates: the number appears on a drawing of this building without a unit or with too few digits
17.1.5 | 1984 | not_found |  | 300 | m³ |  |  | no measured item and the quantity is not printed on any drawing of this building
17.1.6 | 1985 | not_found |  | 50 | m³ |  |  | no measured item and the quantity is not printed on any drawing of this building
17.1.7 | 1986 | not_found |  | 87.5 | t |  |  | no measured item and the quantity is not printed on any drawing of this building
17.1.8 | 1987 | not_found |  | 0.004 | km |  |  | no measured item and the quantity is not printed on any drawing of this building
17.1.9 | 1988 | not_found |  | 4 | m |  |  | no measured item and the quantity is not printed on any drawing of this building
17.1.10 | 1989 | not_found |  | 0.027 | km |  |  | no measured item and the quantity is not printed on any drawing of this building
17.1.11 | 1990 | not_found |  | 27 | m |  |  | no measured item and the quantity is not printed on any drawing of this building
17.1.12 | 1991 | not_found |  | 0.089 | km |  |  | no measured item and the quantity is not printed on any drawing of this building
17.1.13 | 1992 | not_found |  | 89 | m |  |  | no measured item and the quantity is not printed on any drawing of this building
17.1.14 | 1993 | not_found |  | 0.05 | km |  |  | no measured item and the quantity is not printed on any drawing of this building
17.1.15 | 1994 | not_found |  | 50 | m |  |  | no measured item and the quantity is not printed on any drawing of this building
17.1.16 | 1995 | not_found |  | 0.057 | km |  |  | no measured item and the quantity is not printed on any drawing of this building
17.1.17 | 1996 | not_found |  | 57 | m |  |  | no measured item and the quantity is not printed on any drawing of this building
17.1.18 | 1997 | not_found |  | 0.196 | km |  |  | no measured item and the quantity is not printed on any drawing of this building
17.1.19 | 1998 | not_found |  | 2 | each |  |  | no measured item and the quantity is not printed on any drawing of this building
17.1.20 | 1999 | not_found |  | 2 | each |  |  | no measured item and the quantity is not printed on any drawing of this building
17.1.21 | 2000 | not_found |  | 4 | each |  |  | no measured item and the quantity is not printed on any drawing of this building
17.1.22 | 2001 | not_found |  | 4 | each |  |  | no measured item and the quantity is not printed on any drawing of this building
17.1.23 | 2002 | not_found |  | 4 | each |  |  | no measured item and the quantity is not printed on any drawing of this building
17.1.24 | 2003 | not_found |  | 8 | each |  |  | no measured item and the quantity is not printed on any drawing of this building
17.1.25 | 2004 | not_found |  | 2 | each |  |  | no measured item and the quantity is not printed on any drawing of this building
17.1.26 | 2005 | not_found |  | 40 | m |  |  | no measured item and the quantity is not printed on any drawing of this building
17.1.27 | 2006 | not_found |  | 10 | m³ |  |  | no measured item and the quantity is not printed on any drawing of this building
17.1.28 | 2007 | not_found |  | 10 | m³ |  |  | no measured item and the quantity is not printed on any drawing of this building
17.1.29 | 2008 | not_found |  | 5 | each |  |  | no measured item and the quantity is not printed on any drawing of this building
17.2.1 | 2010 | not_found |  | 403 | m³ |  |  | no measured item and the quantity is not printed on any drawing of this building
17.2.2 | 2011 | not_found |  | 17 | m³ |  |  | no measured item and the quantity is not printed on any drawing of this building
17.2.3 | 2012 | review |  | 312 | m³ |  |  | only weak candidates: the number appears on a drawing of this building without a unit or with too few digits
17.2.4 | 2013 | review |  | 24 | m³ |  |  | only weak candidates: the number appears on a drawing of this building without a unit or with too few digits
17.2.5 | 2014 | review |  | 336 | m³ |  |  | only weak candidates: the number appears on a drawing of this building without a unit or with too few digits
17.2.6 | 2015 | not_found |  | 84 | m³ |  |  | no measured item and the quantity is not printed on any drawing of this building
17.2.7 | 2016 | not_found |  | 147 | t |  |  | no measured item and the quantity is not printed on any drawing of this building
17.2.8 | 2017 | not_found |  | 0.23 | km |  |  | no measured item and the quantity is not printed on any drawing of this building
17.2.9 | 2018 | not_found |  | 230 | m |  |  | no measured item and the quantity is not printed on any drawing of this building
17.2.10 | 2019 | not_found |  | 3.65 | m³ |  |  | no measured item and the quantity is not printed on any drawing of this building
17.2.11 | 2020 | not_found |  | 19.77 | m³ |  |  | no measured item and the quantity is not printed on any drawing of this building
17.2.12 | 2021 | not_found |  | 23.42 | m³ |  |  | no measured item and the quantity is not printed on any drawing of this building
17.2.13 | 2022 | not_found |  | 19 | each |  |  | no measured item and the quantity is not printed on any drawing of this building
17.2.14 | 2023 | not_found |  | 1 | each |  |  | no measured item and the quantity is not printed on any drawing of this building
18.1.1 | 2025 | not_found |  | 4313 | m³ |  |  | no measured item and the quantity is not printed on any drawing of this building
18.1.2 | 2026 | not_found |  | 4313 | m³ |  |  | no measured item and the quantity is not printed on any drawing of this building
18.1.3 | 2027 | matched | 8683 | 8683 | m³ | schedule | earth_shortfall | equals Suitable soil shortfall
18.1.4 | 2028 | derived | 15195.25 | 15195.25 | t | derived |  | 8683 m³ × 1.75 t/m³ from line 18.1.3; the density is the estimator's choice, not on a drawing
18.1.5 | 2029 | matched | 12996 | 12996 | m³ | schedule | earth_fill | equals Site fill
18.1.6 | 2030 | matched | 12996 | 12996 | m³ | schedule | earth_fill | equals Site fill
18.1.7 | 2031 | matched | 12996 | 12996 | m³ | schedule | earth_fill | equals Site fill
18.1.8 | 2032 | matched | 12996 | 12996 | m³ | schedule | earth_fill | equals Site fill
18.1.9 | 2033 | matched | 522 | 522 | m³ | stated | topsoil | equals Topsoil to landscaped area
18.1.10 | 2034 | derived | 626.4 | 626.4 | t | derived |  | 522 m³ × 1.2 t/m³ from line 18.1.9; the density is the estimator's choice, not on a drawing
19.1.1 | 2036 | not_found |  | 96 | m³ |  |  | no measured item and the quantity is not printed on any drawing of this building
19.1.2 | 2037 | not_found |  | 96 | m³ |  |  | no measured item and the quantity is not printed on any drawing of this building
19.1.3 | 2038 | matched | 599.7 | 383.7 | m² | stated | area_asphalt_roads | lines 19.1.3 + 20.1.3 = 599.7 equals the printed 599.7 m²
19.1.4 | 2039 | derived | 383.7 | 383.7 | m² | derived |  | repeats line 19.1.3 (383.7 m²)
19.1.5 | 2040 | derived | 383.7 | 383.7 | m² | derived |  | same quantity as line 19.1.4 (383.7 m²)
19.1.6 | 2041 | derived | 383.7 | 383.7 | m² | derived |  | repeats line 19.1.5 (383.7 m²)
19.1.7 | 2042 | derived | 383.7 | 383.7 | m² | derived |  | same quantity as line 19.1.6 (383.7 m²)
19.1.8 | 2043 | derived | 383.7 | 383.7 | m² | derived |  | repeats line 19.1.7 (383.7 m²)
19.1.9 | 2044 | not_found |  | 242 | m |  |  | no measured item and the quantity is not printed on any drawing of this building
20.1.1 | 2046 | not_found |  | 54 | m³ |  |  | no measured item and the quantity is not printed on any drawing of this building
20.1.2 | 2047 | not_found |  | 54 | m³ |  |  | no measured item and the quantity is not printed on any drawing of this building
20.1.3 | 2048 | matched | 599.7 | 216 | m² | stated | area_asphalt_roads | lines 19.1.3 + 20.1.3 = 599.7 equals the printed 599.7 m²
20.1.4 | 2049 | printed | 216 | 216 | m² | stated | Hadrut DEPO/Depo Hadrut BP/9335 Xocavənd rayon DYNX.dwg | 216 m² is printed on 9335 Xocavənd rayon DYNX.dwg sheet 9335 - 0 - BP, written with its unit m²
20.1.5 | 2050 | printed | 216 | 216 | m² | stated | Hadrut DEPO/Depo Hadrut BP/9335 Xocavənd rayon DYNX.dwg | 216 m² is printed on 9335 Xocavənd rayon DYNX.dwg sheet 9335 - 0 - BP, written with its unit m²
20.1.6 | 2051 | printed | 216 | 216 | m² | stated | Hadrut DEPO/Depo Hadrut BP/9335 Xocavənd rayon DYNX.dwg | 216 m² is printed on 9335 Xocavənd rayon DYNX.dwg sheet 9335 - 0 - BP, written with its unit m²
20.1.7 | 2052 | printed | 216 | 216 | m² | stated | Hadrut DEPO/Depo Hadrut BP/9335 Xocavənd rayon DYNX.dwg | 216 m² is printed on 9335 Xocavənd rayon DYNX.dwg sheet 9335 - 0 - BP, written with its unit m²
20.1.8 | 2053 | printed | 216 | 216 | m² | stated | Hadrut DEPO/Depo Hadrut BP/9335 Xocavənd rayon DYNX.dwg | 216 m² is printed on 9335 Xocavənd rayon DYNX.dwg sheet 9335 - 0 - BP, written with its unit m²
20.1.9 | 2054 | review |  | 39 | m |  |  | only weak candidates: the number appears on a drawing of this building without a unit or with too few digits
21.1.1 | 2056 | not_found |  | 255.25 | m³ |  |  | no measured item and the quantity is not printed on any drawing of this building
21.1.2 | 2057 | not_found |  | 255.25 | m³ |  |  | no measured item and the quantity is not printed on any drawing of this building
21.1.3 | 2058 | matched | 1021 | 1021 | m² | stated | area_rc_roads | equals Reinforced-concrete roads
21.1.4 | 2059 | matched | 1021 | 1021 | m² | stated | area_rc_roads | equals Reinforced-concrete roads
21.1.5 | 2060 | not_found |  | 18.133 | t |  |  | no measured item and the quantity is not printed on any drawing of this building
21.1.6 | 2061 | not_found |  | 18.133 | t |  |  | no measured item and the quantity is not printed on any drawing of this building
21.1.7 | 2062 | not_found |  | 102.1 | m³ |  |  | no measured item and the quantity is not printed on any drawing of this building
21.1.8 | 2063 | matched | 1021 | 1021 | m² | stated | area_rc_roads | equals Reinforced-concrete roads
21.1.9 | 2064 | matched | 1021 | 1021 | m² | stated | area_rc_roads | equals Reinforced-concrete roads
21.1.10 | 2065 | matched | 1021 | 1021 | m² | stated | area_rc_roads | equals Reinforced-concrete roads
21.1.r2066 | 2066 | derived | 1021 | 1021 | m² | derived |  | repeats line 21.1.10 (1021 m²)
22.1.1 | 2068 | not_found |  | 143.78 | m³ |  |  | no measured item and the quantity is not printed on any drawing of this building
22.1.2 | 2069 | not_found |  | 143.78 | m³ |  |  | no measured item and the quantity is not printed on any drawing of this building
22.1.3 | 2070 | matched | 1437.8 | 1437.8 | m² | stated | area_pavements | equals Pavements and yards
22.1.4 | 2071 | matched | 1437.8 | 1437.8 | m² | stated | area_pavements | equals Pavements and yards
22.1.5 | 2072 | not_found |  | 726 | m |  |  | no measured item and the quantity is not printed on any drawing of this building
23.1.1 | 2074 | matched | 3482.3 | 3482.3 | m² | stated | area_greenery | equals Landscaped area
23.1.2 | 2075 | matched | 3482.3 | 3482.3 | m² | stated | area_greenery | equals Landscaped area
23.1.3 | 2076 | not_found |  | 55 | each |  |  | no measured item and the quantity is not printed on any drawing of this building
23.1.4 | 2077 | not_found |  | 55 | each |  |  | no measured item and the quantity is not printed on any drawing of this building
23.1.5 | 2078 | not_found |  | 400 | each |  |  | no measured item and the quantity is not printed on any drawing of this building
23.1.6 | 2079 | not_found |  | 400 | each |  |  | no measured item and the quantity is not printed on any drawing of this building
23.1.7 | 2080 | not_found |  | 200 | m² |  |  | no measured item and the quantity is not printed on any drawing of this building
23.1.8 | 2081 | not_found |  | 200 | m² |  |  | no measured item and the quantity is not printed on any drawing of this building
24.1.1 | 2083 | printed | 24 | 24 | m³ | stated | Hadrut DEPO/Depo Hadrut BP/9335 Xocavənd rayon DYNX.dwg | 24 m³ is printed on 9335 Xocavənd rayon DYNX.dwg, next to the words qazilm, qruntu
24.1.2 | 2084 | printed | 46 | 46 | t | stated | Hadrut DEPO/Depo Hadrut BP/9335 Xocavənd rayon DYNX.dwg | 46 t is printed on 9335 Xocavənd rayon DYNX.dwg, next to the words dasinm, mesafe
24.1.3 | 2085 | not_found |  | 1 | m³ |  |  | no measured item and the quantity is not printed on any drawing of this building
24.1.4 | 2086 | printed | 0.7 | 0.7 | m³ | stated | Hadrut DEPO/Depo Hadrut BP/9335 Xocavənd rayon DYNX.dwg | 0.7 m³ is printed on 9335 Xocavənd rayon DYNX.dwg, next to the words hazirl, qatini
24.1.5 | 2087 | printed | 10.5 | 10.5 | m² | stated | Hadrut DEPO/Depo Hadrut BP/9335 Xocavənd rayon DYNX.dwg | 10.5 m² is printed on 9335 Xocavənd rayon DYNX.dwg, next to the words dasind
24.1.6 | 2088 | printed | 26 | 26 | m² | stated | Hadrut DEPO/Depo Hadrut BP/9335 Xocavənd rayon DYNX.dwg | 26 m² is printed on 9335 Xocavənd rayon DYNX.dwg, next to the words beton, mehlul, sade
24.1.7 | 2089 | printed | 21 | 21 | m² | stated | Hadrut DEPO/Depo Hadrut BP/9335 Xocavənd rayon DYNX.dwg | 21 m² is printed on 9335 Xocavənd rayon DYNX.dwg, next to the words bunovr, yapisd
24.1.8 | 2090 | derived | 21 | 21 | m² | derived |  | same quantity as line 24.1.7 (21 m²)
24.1.9 | 2091 | not_found |  | 0.378 | m³ |  |  | no measured item and the quantity is not printed on any drawing of this building
24.1.10 | 2092 | review |  | 20 | m³ |  |  | only weak candidates: the number appears on a drawing of this building without a unit or with too few digits
25.1.1 | 2094 | not_found |  | 1658 | m³ |  |  | no measured item and the quantity is not printed on any drawing of this building
25.1.2 | 2095 | not_found |  | 51 | m³ |  |  | no measured item and the quantity is not printed on any drawing of this building
25.1.3 | 2096 | not_found |  | 885 | m³ |  |  | no measured item and the quantity is not printed on any drawing of this building
25.1.4 | 2097 | not_found |  | 885 | m³ |  |  | no measured item and the quantity is not printed on any drawing of this building
25.1.5 | 2098 | not_found |  | 221 | m³ |  |  | no measured item and the quantity is not printed on any drawing of this building
25.1.r2100 | 2100 | not_found |  | 5.44 | m³ |  |  | no measured item and the quantity is not printed on any drawing of this building
25.1.r2101 | 2101 | not_found |  | 2.56 | m³ |  |  | no measured item and the quantity is not printed on any drawing of this building
25.1.r2102 | 2102 | not_found |  | 14.4 | m³ |  |  | no measured item and the quantity is not printed on any drawing of this building
25.1.r2103 | 2103 | not_found |  | 1.269 | t |  |  | no measured item and the quantity is not printed on any drawing of this building
25.1.r2104 | 2104 | not_found |  | 15.71 | m³ |  |  | no measured item and the quantity is not printed on any drawing of this building
25.1.6 | 2105 | not_found |  | 0.039 | t |  |  | no measured item and the quantity is not printed on any drawing of this building
25.1.7 | 2106 | not_found |  | 1.736 | t |  |  | no measured item and the quantity is not printed on any drawing of this building
25.1.r2108 | 2108 | not_found |  | 20.4 | m³ |  |  | no measured item and the quantity is not printed on any drawing of this building
25.1.r2109 | 2109 | not_found |  | 9.6 | m³ |  |  | no measured item and the quantity is not printed on any drawing of this building
25.1.r2110 | 2110 | not_found |  | 54 | m³ |  |  | no measured item and the quantity is not printed on any drawing of this building
25.1.r2111 | 2111 | not_found |  | 4.878 | t |  |  | no measured item and the quantity is not printed on any drawing of this building
25.1.r2112 | 2112 | not_found |  | 67.5 | m³ |  |  | no measured item and the quantity is not printed on any drawing of this building
25.1.r2113 | 2113 | not_found |  | 0.168 | t |  |  | no measured item and the quantity is not printed on any drawing of this building
25.1.r2114 | 2114 | not_found |  | 5.18 | t |  |  | no measured item and the quantity is not printed on any drawing of this building
25.1.r2116 | 2116 | not_found |  | 10.2 | m³ |  |  | no measured item and the quantity is not printed on any drawing of this building
25.1.r2117 | 2117 | not_found |  | 4.8 | m³ |  |  | no measured item and the quantity is not printed on any drawing of this building
25.1.r2118 | 2118 | not_found |  | 26.4 | m³ |  |  | no measured item and the quantity is not printed on any drawing of this building
25.1.r2119 | 2119 | not_found |  | 2.56 | t |  |  | no measured item and the quantity is not printed on any drawing of this building
25.1.r2120 | 2120 | not_found |  | 30.38 | m³ |  |  | no measured item and the quantity is not printed on any drawing of this building
25.1.r2121 | 2121 | not_found |  | 0.076 | t |  |  | no measured item and the quantity is not printed on any drawing of this building
25.1.r2122 | 2122 | not_found |  | 3.502 | t |  |  | no measured item and the quantity is not printed on any drawing of this building
25.1.r2124 | 2124 | not_found |  | 10.642 | m³ |  |  | no measured item and the quantity is not printed on any drawing of this building
25.1.r2125 | 2125 | not_found |  | 5.01 | m³ |  |  | no measured item and the quantity is not printed on any drawing of this building
25.1.r2126 | 2126 | not_found |  | 29.25 | m³ |  |  | no measured item and the quantity is not printed on any drawing of this building
25.1.r2127 | 2127 | not_found |  | 2.683 | t |  |  | no measured item and the quantity is not printed on any drawing of this building
25.1.r2128 | 2128 | not_found |  | 28.17 | m³ |  |  | no measured item and the quantity is not printed on any drawing of this building
25.1.r2129 | 2129 | not_found |  | 0.07 | t |  |  | no measured item and the quantity is not printed on any drawing of this building
25.1.r2130 | 2130 | not_found |  | 3.308 | t |  |  | no measured item and the quantity is not printed on any drawing of this building
25.1.r2132 | 2132 | not_found |  | 10.2 | m³ |  |  | no measured item and the quantity is not printed on any drawing of this building
25.1.r2133 | 2133 | not_found |  | 4.8 | m³ |  |  | no measured item and the quantity is not printed on any drawing of this building
25.1.r2134 | 2134 | not_found |  | 29.16 | m³ |  |  | no measured item and the quantity is not printed on any drawing of this building
25.1.r2135 | 2135 | not_found |  | 2.596 | t |  |  | no measured item and the quantity is not printed on any drawing of this building
25.1.r2136 | 2136 | not_found |  | 31.32 | m³ |  |  | no measured item and the quantity is not printed on any drawing of this building
25.1.r2137 | 2137 | not_found |  | 0.22 | t |  |  | no measured item and the quantity is not printed on any drawing of this building
25.1.r2138 | 2138 | not_found |  | 3.372 | t |  |  | no measured item and the quantity is not printed on any drawing of this building
25.1.r2140 | 2140 | not_found |  | 11.3 | m³ |  |  | no measured item and the quantity is not printed on any drawing of this building
25.1.r2141 | 2141 | not_found |  | 5.3 | m³ |  |  | no measured item and the quantity is not printed on any drawing of this building
25.1.r2142 | 2142 | not_found |  | 51.84 | m³ |  |  | no measured item and the quantity is not printed on any drawing of this building
25.1.r2143 | 2143 | not_found |  | 3.713 | t |  |  | no measured item and the quantity is not printed on any drawing of this building
25.1.r2144 | 2144 | not_found |  | 49.68 | m³ |  |  | no measured item and the quantity is not printed on any drawing of this building
25.1.r2145 | 2145 | not_found |  | 0.118 | t |  |  | no measured item and the quantity is not printed on any drawing of this building
25.1.r2146 | 2146 | not_found |  | 3.992 | t |  |  | no measured item and the quantity is not printed on any drawing of this building
25.1.r2148 | 2148 | not_found |  | 10.2 | m³ |  |  | no measured item and the quantity is not printed on any drawing of this building
25.1.r2149 | 2149 | not_found |  | 4.8 | m³ |  |  | no measured item and the quantity is not printed on any drawing of this building
25.1.r2150 | 2150 | not_found |  | 59.36 | m³ |  |  | no measured item and the quantity is not printed on any drawing of this building
25.1.r2151 | 2151 | not_found |  | 2.44 | t |  |  | no measured item and the quantity is not printed on any drawing of this building
25.1.r2152 | 2152 | not_found |  | 74.55 | m³ |  |  | no measured item and the quantity is not printed on any drawing of this building
25.1.r2153 | 2153 | not_found |  | 0.177 | t |  |  | no measured item and the quantity is not printed on any drawing of this building
25.1.r2154 | 2154 | not_found |  | 5.965 | t |  |  | no measured item and the quantity is not printed on any drawing of this building
25.1.r2156 | 2156 | not_found |  | 30.6 | m³ |  |  | no measured item and the quantity is not printed on any drawing of this building
25.1.r2157 | 2157 | not_found |  | 14.4 | m³ |  |  | no measured item and the quantity is not printed on any drawing of this building
25.1.r2158 | 2158 | not_found |  | 144 | m³ |  |  | no measured item and the quantity is not printed on any drawing of this building
25.1.r2159 | 2159 | not_found |  | 9.81 | t |  |  | no measured item and the quantity is not printed on any drawing of this building
25.1.r2160 | 2160 | not_found |  | 189 | m³ |  |  | no measured item and the quantity is not printed on any drawing of this building
25.1.r2161 | 2161 | not_found |  | 0.448 | t |  |  | no measured item and the quantity is not printed on any drawing of this building
25.1.r2162 | 2162 | not_found |  | 14.976 | t |  |  | no measured item and the quantity is not printed on any drawing of this building
25.1.r2164 | 2164 | not_found |  | 10.2 | m³ |  |  | no measured item and the quantity is not printed on any drawing of this building
25.1.r2165 | 2165 | not_found |  | 4.8 | m³ |  |  | no measured item and the quantity is not printed on any drawing of this building
25.1.r2166 | 2166 | not_found |  | 50.56 | m³ |  |  | no measured item and the quantity is not printed on any drawing of this building
25.1.r2167 | 2167 | not_found |  | 3.476 | t |  |  | no measured item and the quantity is not printed on any drawing of this building
25.1.r2168 | 2168 | not_found |  | 63 | m³ |  |  | no measured item and the quantity is not printed on any drawing of this building
25.1.r2169 | 2169 | not_found |  | 0.149 | t |  |  | no measured item and the quantity is not printed on any drawing of this building
25.1.r2170 | 2170 | not_found |  | 4.972 | t |  |  | no measured item and the quantity is not printed on any drawing of this building
25.1.r2172 | 2172 | not_found |  | 10.2 | m³ |  |  | no measured item and the quantity is not printed on any drawing of this building
25.1.r2173 | 2173 | not_found |  | 4.8 | m³ |  |  | no measured item and the quantity is not printed on any drawing of this building
25.1.r2174 | 2174 | not_found |  | 53.12 | m³ |  |  | no measured item and the quantity is not printed on any drawing of this building
25.1.r2175 | 2175 | not_found |  | 3.691 | t |  |  | no measured item and the quantity is not printed on any drawing of this building
25.1.r2176 | 2176 | not_found |  | 63 | m³ |  |  | no measured item and the quantity is not printed on any drawing of this building
25.1.r2177 | 2177 | not_found |  | 0.149 | t |  |  | no measured item and the quantity is not printed on any drawing of this building
25.1.r2178 | 2178 | not_found |  | 4.91 | t |  |  | no measured item and the quantity is not printed on any drawing of this building
25.1.r2180 | 2180 | not_found |  | 5.372 | m³ |  |  | no measured item and the quantity is not printed on any drawing of this building
25.1.r2181 | 2181 | not_found |  | 2.528 | m³ |  |  | no measured item and the quantity is not printed on any drawing of this building
25.1.r2182 | 2182 | not_found |  | 33.92 | m³ |  |  | no measured item and the quantity is not printed on any drawing of this building
25.1.r2183 | 2183 | not_found |  | 2.269 | t |  |  | no measured item and the quantity is not printed on any drawing of this building
25.1.r2184 | 2184 | not_found |  | 44.52 | m³ |  |  | no measured item and the quantity is not printed on any drawing of this building
25.1.r2185 | 2185 | not_found |  | 0.106 | t |  |  | no measured item and the quantity is not printed on any drawing of this building
25.1.r2186 | 2186 | not_found |  | 3.527 | t |  |  | no measured item and the quantity is not printed on any drawing of this building
25.1.r2188 | 2188 | not_found |  | 12.036 | m³ |  |  | no measured item and the quantity is not printed on any drawing of this building
25.1.r2189 | 2189 | not_found |  | 5.664 | m³ |  |  | no measured item and the quantity is not printed on any drawing of this building
25.1.r2190 | 2190 | not_found |  | 60.8 | m³ |  |  | no measured item and the quantity is not printed on any drawing of this building
25.1.r2191 | 2191 | not_found |  | 4.419 | t |  |  | no measured item and the quantity is not printed on any drawing of this building
25.1.r2192 | 2192 | not_found |  | 59.4 | m³ |  |  | no measured item and the quantity is not printed on any drawing of this building
25.1.r2193 | 2193 | not_found |  | 0.141 | t |  |  | no measured item and the quantity is not printed on any drawing of this building
25.1.r2194 | 2194 | not_found |  | 4.652 | t |  |  | no measured item and the quantity is not printed on any drawing of this building
25.1.r2196 | 2196 | not_found |  | 8.33 | m³ |  |  | no measured item and the quantity is not printed on any drawing of this building
25.1.r2197 | 2197 | not_found |  | 3.92 | m³ |  |  | no measured item and the quantity is not printed on any drawing of this building
25.1.r2198 | 2198 | not_found |  | 26.4 | m³ |  |  | no measured item and the quantity is not printed on any drawing of this building
25.1.r2199 | 2199 | not_found |  | 2.558 | t |  |  | no measured item and the quantity is not printed on any drawing of this building
25.1.r2200 | 2200 | not_found |  | 25.23 | m³ |  |  | no measured item and the quantity is not printed on any drawing of this building
25.1.r2201 | 2201 | not_found |  | 0.063 | t |  |  | no measured item and the quantity is not printed on any drawing of this building
25.1.r2202 | 2202 | not_found |  | 2.842 | t |  |  | no measured item and the quantity is not printed on any drawing of this building
25.2.1 | 2204 | not_found |  | 7.872 | m³ |  |  | no measured item and the quantity is not printed on any drawing of this building
25.2.2 | 2205 | not_found |  | 3.28 | m³ |  |  | no measured item and the quantity is not printed on any drawing of this building
25.2.3 | 2206 | not_found |  | 10.5 | m³ |  |  | no measured item and the quantity is not printed on any drawing of this building
25.2.4 | 2207 | not_found |  | 0.254 | t |  |  | no measured item and the quantity is not printed on any drawing of this building
25.2.5 | 2208 | not_found |  | 0.435 | t |  |  | no measured item and the quantity is not printed on any drawing of this building
25.2.6 | 2209 | not_found |  | 56.26 | m² |  |  | no measured item and the quantity is not printed on any drawing of this building
25.2.7 | 2210 | not_found |  | 92.6 | m² |  |  | no measured item and the quantity is not printed on any drawing of this building
25.2.8 | 2211 | not_found |  | 192.2 | m² |  |  | no measured item and the quantity is not printed on any drawing of this building
25.2.9 | 2212 | not_found |  | 7.31 | m³ |  |  | no measured item and the quantity is not printed on any drawing of this building
25.2.10 | 2213 | not_found |  | 0.325 | t |  |  | no measured item and the quantity is not printed on any drawing of this building
25.2.11 | 2214 | not_found |  | 0.343 | t |  |  | no measured item and the quantity is not printed on any drawing of this building
25.2.12 | 2215 | review |  | 6.8 | m³ |  |  | only weak candidates: the number appears on a drawing of this building without a unit or with too few digits
25.2.13 | 2216 | not_found |  | 0.182 | t |  |  | no measured item and the quantity is not printed on any drawing of this building
25.2.14 | 2217 | not_found |  | 0.32 | t |  |  | no measured item and the quantity is not printed on any drawing of this building
25.2.15 | 2218 | not_found |  | 41.2 | m² |  |  | no measured item and the quantity is not printed on any drawing of this building
25.2.16 | 2219 | not_found |  | 82.4 | m² |  |  | no measured item and the quantity is not printed on any drawing of this building
25.2.17 | 2220 | not_found |  | 142.7 | m² |  |  | no measured item and the quantity is not printed on any drawing of this building
25.3.1 | 2222 | not_found |  | 8.7 | m³ |  |  | no measured item and the quantity is not printed on any drawing of this building
25.3.2 | 2223 | not_found |  | 3.625 | m³ |  |  | no measured item and the quantity is not printed on any drawing of this building
25.3.3 | 2224 | not_found |  | 11.6 | m³ |  |  | no measured item and the quantity is not printed on any drawing of this building
25.3.4 | 2225 | not_found |  | 0.254 | t |  |  | no measured item and the quantity is not printed on any drawing of this building
25.3.5 | 2226 | not_found |  | 0.435 | t |  |  | no measured item and the quantity is not printed on any drawing of this building
25.3.6 | 2227 | not_found |  | 8.2 | m² |  |  | no measured item and the quantity is not printed on any drawing of this building
25.3.7 | 2228 | not_found |  | 13.4 | m² |  |  | no measured item and the quantity is not printed on any drawing of this building
25.3.8 | 2229 | not_found |  | 51.6 | m² |  |  | no measured item and the quantity is not printed on any drawing of this building
25.3.9 | 2230 | not_found |  | 77.7 | m² |  |  | no measured item and the quantity is not printed on any drawing of this building
25.3.10 | 2231 | not_found |  | 9.34 | m³ |  |  | no measured item and the quantity is not printed on any drawing of this building
25.3.11 | 2232 | not_found |  | 0.212 | t |  |  | no measured item and the quantity is not printed on any drawing of this building
25.3.12 | 2233 | not_found |  | 0.246 | t |  |  | no measured item and the quantity is not printed on any drawing of this building
25.3.13 | 2234 | not_found |  | 3.13 | m³ |  |  | no measured item and the quantity is not printed on any drawing of this building
25.3.14 | 2235 | not_found |  | 0.153 | t |  |  | no measured item and the quantity is not printed on any drawing of this building
25.3.15 | 2236 | not_found |  | 0.173 | t |  |  | no measured item and the quantity is not printed on any drawing of this building
25.3.16 | 2237 | not_found |  | 64.1 | m² |  |  | no measured item and the quantity is not printed on any drawing of this building
25.3.17 | 2238 | not_found |  | 104.5 | m² |  |  | no measured item and the quantity is not printed on any drawing of this building
25.3.18 | 2239 | not_found |  | 171 | m² |  |  | no measured item and the quantity is not printed on any drawing of this building
25.4.1 | 2241 | not_found |  | 4.2 | m³ |  |  | no measured item and the quantity is not printed on any drawing of this building
25.4.2 | 2242 | not_found |  | 2.1 | m³ |  |  | no measured item and the quantity is not printed on any drawing of this building
25.4.3 | 2243 | not_found |  | 6.3 | m³ |  |  | no measured item and the quantity is not printed on any drawing of this building
25.4.4 | 2244 | not_found |  | 0.101 | t |  |  | no measured item and the quantity is not printed on any drawing of this building
25.4.5 | 2245 | not_found |  | 0.21 | t |  |  | no measured item and the quantity is not printed on any drawing of this building
25.4.6 | 2246 | not_found |  | 10.2 | m² |  |  | no measured item and the quantity is not printed on any drawing of this building
25.4.7 | 2247 | not_found |  | 20.4 | m² |  |  | no measured item and the quantity is not printed on any drawing of this building
25.4.8 | 2248 | not_found |  | 41.4 | m² |  |  | no measured item and the quantity is not printed on any drawing of this building
25.4.9 | 2249 | not_found |  | 3.6 | m³ |  |  | no measured item and the quantity is not printed on any drawing of this building
25.4.10 | 2250 | not_found |  | 0.325 | t |  |  | no measured item and the quantity is not printed on any drawing of this building
25.4.11 | 2251 | not_found |  | 0.343 | t |  |  | no measured item and the quantity is not printed on any drawing of this building
25.4.12 | 2252 | not_found |  | 1.75 | m³ |  |  | no measured item and the quantity is not printed on any drawing of this building
25.4.13 | 2253 | not_found |  | 0.052 | t |  |  | no measured item and the quantity is not printed on any drawing of this building
25.4.14 | 2254 | not_found |  | 0.084 | t |  |  | no measured item and the quantity is not printed on any drawing of this building
25.4.15 | 2255 | not_found |  | 46.7 | m² |  |  | no measured item and the quantity is not printed on any drawing of this building
25.4.16 | 2256 | not_found |  | 93.4 | m² |  |  | no measured item and the quantity is not printed on any drawing of this building
25.4.17 | 2257 | not_found |  | 136.3 | m² |  |  | no measured item and the quantity is not printed on any drawing of this building
25.5.1 | 2259 | not_found |  | 2 | set |  |  | no measured item and the quantity is not printed on any drawing of this building
25.5.2 | 2260 | not_found |  | 2 | set |  |  | no measured item and the quantity is not printed on any drawing of this building
26.1.1 | 2262 | not_found |  | 67 | m³ |  |  | no measured item and the quantity is not printed on any drawing of this building
26.1.2 | 2263 | not_found |  | 2 | m³ |  |  | no measured item and the quantity is not printed on any drawing of this building
26.1.3 | 2264 | not_found |  | 41 | m³ |  |  | no measured item and the quantity is not printed on any drawing of this building
26.1.4 | 2265 | not_found |  | 41 | m³ |  |  | no measured item and the quantity is not printed on any drawing of this building
26.1.5 | 2266 | not_found |  | 11 | m³ |  |  | no measured item and the quantity is not printed on any drawing of this building
26.2.1 | 2268 | not_found |  | 1.31 | m³ |  |  | no measured item and the quantity is not printed on any drawing of this building
26.2.2 | 2269 | not_found |  | 13.1 | m² |  |  | no measured item and the quantity is not printed on any drawing of this building
26.2.3 | 2270 | not_found |  | 13.1 | m² |  |  | no measured item and the quantity is not printed on any drawing of this building
26.2.4 | 2271 | review |  | 2.4 | m³ |  |  | only weak candidates: the number appears on a drawing of this building without a unit or with too few digits
26.2.5 | 2272 | not_found |  | 0.076 | t |  |  | no measured item and the quantity is not printed on any drawing of this building
26.2.6 | 2273 | not_found |  | 0.12 | t |  |  | no measured item and the quantity is not printed on any drawing of this building
26.2.7 | 2274 | review |  | 0.033 | t |  |  | only weak candidates: the number appears on a drawing of this building without a unit or with too few digits
26.2.8 | 2275 | printed | 0.32 | 0.32 | m³ | stated | Hadrut DEPO/Xocavend dk/9335 Xocavend sohbetgah dk.dwg | 0.32 m³ is printed on 9335 Xocavend sohbetgah dk.dwg sheet 9335 -16- MT, next to the words beton, tumba
26.2.9 | 2276 | not_found |  | 2.5 | m² |  |  | no measured item and the quantity is not printed on any drawing of this building
26.2.10 | 2277 | not_found |  | 25 | m² |  |  | no measured item and the quantity is not printed on any drawing of this building
26.2.11 | 2278 | not_found |  | 25 | m² |  |  | no measured item and the quantity is not printed on any drawing of this building
26.2.12 | 2279 | review |  | 3 | m³ |  |  | only weak candidates: the number appears on a drawing of this building without a unit or with too few digits
26.2.13 | 2280 | not_found |  | 0.117 | t |  |  | no measured item and the quantity is not printed on any drawing of this building
26.3.1 | 2282 | not_found |  | 0.387 | t |  |  | no measured item and the quantity is not printed on any drawing of this building
26.3.2 | 2283 | not_found |  | 0.158 | t |  |  | no measured item and the quantity is not printed on any drawing of this building
26.3.3 | 2284 | not_found |  | 10.8 | m |  |  | no measured item and the quantity is not printed on any drawing of this building
26.3.4 | 2285 | not_found |  | 0.171 | t |  |  | no measured item and the quantity is not printed on any drawing of this building
26.3.5 | 2286 | not_found |  | 18 | m² |  |  | no measured item and the quantity is not printed on any drawing of this building
26.3.6 | 2287 | not_found |  | 0.087 | t |  |  | no measured item and the quantity is not printed on any drawing of this building
26.3.7 | 2288 | not_found |  | 18 | m² |  |  | no measured item and the quantity is not printed on any drawing of this building
26.3.8 | 2289 | not_found |  | 18 | m² |  |  | no measured item and the quantity is not printed on any drawing of this building
26.4.1 | 2291 | review |  | 0.928 | m³ |  |  | only weak candidates: the number appears on a drawing of this building without a unit or with too few digits
26.4.2 | 2292 | not_found |  | 26.3 | m² |  |  | no measured item and the quantity is not printed on any drawing of this building
26.4.3 | 2293 | not_found |  | 26.3 | m² |  |  | no measured item and the quantity is not printed on any drawing of this building
26.4.4 | 2294 | review |  | 22 | m |  |  | only weak candidates: the number appears on a drawing of this building without a unit or with too few digits
26.4.5 | 2295 | review |  | 16 | m |  |  | only weak candidates: the number appears on a drawing of this building without a unit or with too few digits
26.4.6 | 2296 | review |  | 16 | m |  |  | only weak candidates: the number appears on a drawing of this building without a unit or with too few digits
26.4.7 | 2297 | not_found |  | 14 | m |  |  | no measured item and the quantity is not printed on any drawing of this building
26.4.8 | 2298 | not_found |  | 2 | each |  |  | no measured item and the quantity is not printed on any drawing of this building
26.4.9 | 2299 | not_found |  | 0.024 | t |  |  | no measured item and the quantity is not printed on any drawing of this building
26.4.10 | 2300 | not_found |  | 0.031 | t |  |  | no measured item and the quantity is not printed on any drawing of this building
26.4.11 | 2301 | not_found |  | 14.75 | m² |  |  | no measured item and the quantity is not printed on any drawing of this building
26.5.1 | 2303 | not_found |  | 0.238 | m³ |  |  | no measured item and the quantity is not printed on any drawing of this building
26.5.2 | 2304 | not_found |  | 18 | m² |  |  | no measured item and the quantity is not printed on any drawing of this building
26.6.1 | 2306 | printed | 17.66 | 17.66 | m² | stated | Hadrut DEPO/Xocavend dk/9335 Xocavend sohbetgah dk.dwg | 17.66 m² is printed on 9335 Xocavend sohbetgah dk.dwg sheet 9335 -16- MT, written with its unit m²
26.6.2 | 2307 | printed | 17.66 | 17.66 | m² | stated | Hadrut DEPO/Xocavend dk/9335 Xocavend sohbetgah dk.dwg | 17.66 m² is printed on 9335 Xocavend sohbetgah dk.dwg sheet 9335 -16- MT, written with its unit m²
26.6.3 | 2308 | printed | 17.66 | 17.66 | m² | stated | Hadrut DEPO/Xocavend dk/9335 Xocavend sohbetgah dk.dwg | 17.66 m² is printed on 9335 Xocavend sohbetgah dk.dwg sheet 9335 -16- MT, written with its unit m²
27.1.1 | 2310 | not_found |  | 0.576 | t |  |  | no measured item and the quantity is not printed on any drawing of this building
27.1.2 | 2311 | not_found |  | 0.8 | m³ |  |  | no measured item and the quantity is not printed on any drawing of this building
27.1.3 | 2312 | not_found |  | 0.037 | t |  |  | no measured item and the quantity is not printed on any drawing of this building
27.1.4 | 2313 | not_found |  | 8 | each |  |  | no measured item and the quantity is not printed on any drawing of this building
27.1.5 | 2314 | not_found |  | 8 | each |  |  | no measured item and the quantity is not printed on any drawing of this building
27.1.6 | 2315 | not_found |  | 8 | each |  |  | no measured item and the quantity is not printed on any drawing of this building
27.1.7 | 2316 | not_found |  | 8 | each |  |  | no measured item and the quantity is not printed on any drawing of this building
27.1.8 | 2317 | review |  | 24 | each |  |  | only weak candidates: the number appears on a drawing of this building without a unit or with too few digits
27.1.9 | 2318 | not_found |  | 80 | m |  |  | no measured item and the quantity is not printed on any drawing of this building
27.1.10 | 2319 | not_found |  | 80 | m |  |  | no measured item and the quantity is not printed on any drawing of this building
27.1.11 | 2320 | not_found |  | 270 | m |  |  | no measured item and the quantity is not printed on any drawing of this building
27.1.12 | 2321 | not_found |  | 270 | m |  |  | no measured item and the quantity is not printed on any drawing of this building
27.1.13 | 2322 | not_found |  | 170 | m |  |  | no measured item and the quantity is not printed on any drawing of this building
27.1.14 | 2323 | review |  | 35 | m |  |  | only weak candidates: the number appears on a drawing of this building without a unit or with too few digits
27.1.15 | 2324 | not_found |  | 65 | m |  |  | no measured item and the quantity is not printed on any drawing of this building
27.1.16 | 2325 | not_found |  | 270 | m |  |  | no measured item and the quantity is not printed on any drawing of this building
27.1.17 | 2326 | not_found |  | 87 | m³ |  |  | no measured item and the quantity is not printed on any drawing of this building
27.1.18 | 2327 | not_found |  | 7 | m³ |  |  | no measured item and the quantity is not printed on any drawing of this building
27.1.19 | 2328 | not_found |  | 71 | m³ |  |  | no measured item and the quantity is not printed on any drawing of this building
27.1.20 | 2329 | not_found |  | 23 | m³ |  |  | no measured item and the quantity is not printed on any drawing of this building
27.1.21 | 2330 | not_found |  | 71 | FF |  |  | no measured item and the quantity is not printed on any drawing of this building